## ItemList_with_dimensions
Unnamed: 0 | Active Status | Type | Item | Description | Sales Tax Code | Account | COGS Account | Asset Account | Accumulated Depreciation | Purchase Description | Quantity On Hand | Cost | Preferred Vendor | Tax Agency | Price | Reorder Pt (Min) | MPN | HVP24244 | Size_Matched_Text | Height | Width | Depth | MERV | MERV Value | Type
| Not-active | Service | 2040W-3PLY-2 | 20x40 3 Ply Poly Panel | Tax | Sales |  |  | 0 |  |  | 0 | M.L. Filters |  | 10.46 |  |  |  | 20x40 | 20 | 40 |  |  | 8
| Active | Service | Sales Air Filtration Log/Sheet Book | credit | Non | Sales |  |  | 0 |  |  | 0 | MISC |  | 1200 | [9 empty] | S
| Not-active | Service | CI-M145P-12204- | 12x20x4 MERV 15 Mini Pleat Plastic Frame | Tax | Sales | Cost of Goods Sold |  | 0 | 12x20x4 MERV 15 Mini Pleat Plastic Frame |  | 50.16 | Columbus Industries, Inc. |  | 78.5 |  |  |  | 12x20x4 | 12 | 20 | 4 | MERV 15 | 15
| Not-active | Service | F-CUBE-V2424-CV | Pre-filter Carbon cube for 24x24x12 V4-Bank Filters | Tax | Sales | Cost of Goods Sold |  | 0 | Pre-filter Carbon cube for 24x24x12 V4-Bank Filters |  | 0 | AFC Manufacturing |  | 0 |  |  |  | 24x24x12 | 24 | 24 | 12
| Active | Inventory Part | 012-100093 | Down Stream Gasketing, Neoprene | Tax | Sales | Cost of Goods Sold | Inventory:Inventory Asset | 0 | Down Stream Gasketing, Neoprene | 0 | 0 | Caldwell Gasket |  | 0 |  | 012-100093 | [7 empty] | a
| Active | Inventory Part | 012-100096 | Upstream Gasketing | Tax | Sales | Cost of Goods Sold | Inventory:Inventory Asset | 0 | Upstream Gasketing | 0 | 0 | Caldwell Gasket |  | 0 |  | 012-100096 | [7 empty] | a
| Active | Inventory Part | 012-SCE-.25 | Sponge, SCE41, 0.25" thick ...25" x.492 x 22.625"L | Tax | Sales | Cost of Goods Sold | Inventory:Inventory Asset | 0 | Sponge, SCE41, 0.25" thick ...25" x.492 x 22.625"L (740 per box) | 66082 | 0.3 | Caldwell Gasket |  | 0.94 |  |  |  | .25" x.492 x 22.625 | 0.25 | 0.492 | 22.625 |  |  | a
| Not-active | Inventory Part | 013-100093-N | Filter Gasketing Neoprene 22 7/8" x 1/4" x 1/2" Cut Strips | Tax | Sales | Cost of Goods Sold | Inventory:Inventory Asset | 0 | Neoprene 22 7/8" x 1/4" x 1/2" Closed Cell (1000/box) | 0 | 0.312 | Wetzel Technologies Co., Ltd |  | 0.85 |  | 013-100093-N |  | 22 7/8" x 1/4" x 1/2" | 22.875 | 0.25 | 0.5
| Active | Inventory Part | 01ME01-30820106 | HILCO OIL MIST ELIMINATOR..(HILCO DWG #3082-01-006-C) | Tax | Sales | Cost of Goods Sold | Inventory:Inventory Asset | 0 | HILCO OIL MIST ELIMINATOR..(HILCO DWG #3082-01-006-C)..- Flow Rate: 80CFM...- 2� FPT Inlet/Outlet Connections...- �� FPT Gauge Connection...- �� FPT Drain Connection...- Mounting Bracket...- Carbon Steel Construction, with HILCO Epoxy Paint...- 15psi d... |  | 1685 | Hilliard Corporation |  | 151.25 |  | 01ME01-30820106 | [7 empty] | a
| Active | Inventory Part | 07-4000-18 | V-MOD, 18" Single Lamp | Tax | Sales | Cost of Goods Sold | Inventory:Inventory Asset | 0 | V-MOD, 18" Single Lamp | 0 | 30 | UVDI UltraViolet Devices, Inc. |  | 50 |  | 07-4000-18 | [7 empty] | a
| Active | Inventory Part | 07-4001-24 | V-MOD, 24" Single Lamp | Tax | Sales | Cost of Goods Sold | Inventory:Inventory Asset | 0 | V-MOD, 24" Single Lamp | 0 | 34.2 | UVDI UltraViolet Devices, Inc. |  | 57 |  | 07-4001-24 | [7 empty] | a
| Active | Inventory Part | 07-4002-36 | V-MOD, 36" Single Lamp | Tax | Sales | Cost of Goods Sold | Inventory:Inventory Asset | 0 | V-MOD, 36" Single Lamp | 0 | 39 | UVDI UltraViolet Devices, Inc. |  | 65 |  | 07-4002-36 | [7 empty] | a
| Active | Inventory Part | 07-4040-01-MT | Lamp, 21" V-MAX / V-MAX Grid Encapsulated | Tax | Sales | Cost of Goods Sold | Inventory:Inventory Asset | 0 | Lamp, 21" V-MAX / V-MAX Grid Encapsulated 1-Pack | 0 | 67.8 | UVDI UltraViolet Devices, Inc. |  | 113 |  | 07-4040-01-MT | [7 empty] | a
| Active | Inventory Part | 07-4040-02-MT | Lamp, 33" V-MAX / V-MAX Grid Encapsulated | Tax | Sales | Cost of Goods Sold | Inventory:Inventory Asset | 0 | Lamp, 33" V-MAX / V-MAX Grid Encapsulated 1-Pack | 0 | 91 | UVDI UltraViolet Devices, Inc. |  | 140 |  | 07-4040-02-MT | [7 empty] | a
| Active | Inventory Part | 10014-056 | HILCO REPAIR KIT - 2" E STYLE VALVE | Tax | Sales | Cost of Goods Sold | Inventory:Inventory Asset | 0 | HILCO REPAIR KIT - 2" E STYLE VALVE | 0 | 749.25 | Hilliard Corporation |  | 0 |  | 10014-056 | [7 empty] | a
| Active | Inventory Part | 10014-062 | HILCO REPAIR KIT - 3" E STYLE VALVE | Tax | Sales | Cost of Goods Sold | Inventory:Inventory Asset | 0 | HILCO REPAIR KIT - 3" E STYLE VALVE | 0 | 1058.25 | Hilliard Corporation |  | 1511.2 |  | 10014-062 | [7 empty] | a
| Active | Inventory Part | 10014-096 | Soft Goods Repair Kit..O-Rings, Pads, & Stem.. HILCO Transfer Valve Model F-20B-150P-001 | Tax | Sales | Cost of Goods Sold | Inventory:Inventory Asset | 0 | Soft Goods Repair Kit..O-Rings, Pads, & Stem.. HILCO Transfer Valve Model F-20B-150P-001.. | 0 | 1875 | Hilliard Corporation |  | 2678.57 |  | 10014-096 | [7 empty] | a
| Active | Inventory Part | 10014-SER | Soft Goods Repair Kit..O-Rings, Pads, Stem, Handle, Pin & Spring..HILCO Transfer Valve Model F-20B-150P-001.. | Tax | Sales | Cost of Goods Sold | Inventory:Inventory Asset | 0 | Soft Goods Repair Kit..O-Rings, Pads, Stem, Handle, Pin & Spring..HILCO Transfer Valve Model F-20B-150P-001.. | 0 | 2063 | Hilliard Corporation |  | 2947.14 |  | 10014-SER | [7 empty] | a
| Active | Inventory Part | 1010-2ply | 10x10 2-Ply Poly Panel | Tax | Sales | Cost of Goods Sold | Inventory:Inventory Asset | 0 | 10x10 2-Ply Poly Panel | 259 | 3.32 | M.L. Filters |  | 5.11 |  | 1010-2ply |  | 10x10 | 10 | 10 |  |  | 8 | f
| Active | Inventory Part | 1010-3ply | 10x10 3-Ply Poly Panel | Tax | Sales | Cost of Goods Sold | Inventory:Inventory Asset | 0 | 10x10 MZP 3-Ply Poly Panel | 0 | 5.6 | M.L. Filters |  | 5.78 |  | 1010-3ply |  | 10x10 | 10 | 10 |  |  | 8 | f
| Active | Inventory Part | 1012-3ply | 10x12 3-Ply Poly Panel | Tax | Sales | Cost of Goods Sold | Inventory:Inventory Asset | 0 | 10x12 MZP 3-Ply Poly Panel | 0 | 5.6 | M.L. Filters |  | 6.35 |  | 1012-3ply |  | 10x12 | 10 | 12 |  |  | 8 | f
| Active | Inventory Part | 1020-2ply | 10x20 2-Ply Poly Panel | Tax | Sales | Cost of Goods Sold | Inventory:Inventory Asset | 0 | 10x20 2-Ply Poly Panel | 50 | 3.7 | M.L. Filters |  | 5.4 |  | 1020-2ply |  | 10x20 | 10 | 20 |  |  | 8 | f
| Active | Inventory Part | 1020-3ply | 10x20 3-Ply Poly Panel | Tax | Sales | Cost of Goods Sold | Inventory:Inventory Asset | 0 | 10x20 MZP 3-Ply Poly Panel | 0 | 3.78 | M.L. Filters |  | 6.25 |  | 1020-3ply |  | 10x20 | 10 | 20 |  |  | 8 | f
| Active | Inventory Part | 1025-3ply | 10x25 3-Ply Poly Panel | Tax | Sales | Cost of Goods Sold | Inventory:Inventory Asset | 0 | 10x25 3-Ply Poly Panel | 0 | 4.17 | M.L. Filters |  | 6.22 |  | 1025-3ply |  | 10x25 | 10 | 25 |  |  | 8 | f
| Active | Inventory Part | 1030-3ply | 10x30 3-Ply Poly Panel | Tax | Sales | Cost of Goods Sold | Inventory:Inventory Asset | 0 | 10x30 MZP 3-Ply Poly Panel | 0 | 5.6 | M.L. Filters |  | 7.21 |  | 1030-3ply |  | 10x30 | 10 | 30 |  |  | 8 | f
| Active | Inventory Part | 1040-2ply | 10x40 2-Ply Poly Panel | Tax | Sales | Cost of Goods Sold | Inventory:Inventory Asset | 0 | 10x40 2-Ply Poly Panel | 0 | 7.7 | M.L. Filters |  | 12.83 |  | 1040-2ply |  | 10x40 | 10 | 40 |  |  | 8 | f
| Active | Inventory Part | 1080-2ply | 10x80 2-Ply Poly Panel | Tax | Sales | Cost of Goods Sold | Inventory:Inventory Asset | 0 | 10x80 2-Ply Poly Panel | 0 | 14.4 | M.L. Filters |  | 22.45 |  | 1080-2ply |  | 10x80 | 10 | 80 |  |  | 8 | f
| Active | Inventory Part | 1142-2ply | 11x42 MZP 2-Ply Poly Panel | Tax | Sales | Cost of Goods Sold | Inventory:Inventory Asset | 0 | 11x42 MZP 2-Ply Poly Panel | 320 | 5.95 | M.L. Filters |  | 15.8 |  | 1142-2ply |  | 11x42 | 11 | 42 |  |  | 8 | f
| Active | Inventory Part | 12.24.2 Nova Pleat | 12x24x2 NovaPleat No Wire | Tax | Sales | Cost of Goods Sold | Inventory:Inventory Asset | 0 | 12x24x2 NovaPleat No Wire | 0 | 4.1641 | Commercial Filters Sales |  | 4.13 |  | 12.24.2 Nova Pleat |  | 12x24x2 | 12 | 24 | 2 |  | 8 | f
| Active | Inventory Part | 1212-2Ply | 12x12 2-Ply Panel | Tax | Sales | Cost of Goods Sold | Inventory:Inventory Asset | 0 | 12x12 2-Ply Panel | 292 | 3.17 | M.L. Filters |  | 5.3 |  | 1212-2Ply |  | 12x12 | 12 | 12 |  |  | 8 | f
| Active | Inventory Part | 1212-3Ply | 12x12 3-Ply Panel | Tax | Sales | Cost of Goods Sold | Inventory:Inventory Asset | 0 | 12x12 3-Ply Panel | 109 | 4.15 | M.L. Filters |  | 6.66 |  | 1212-3Ply |  | 12x12 | 12 | 12 |  |  | 8 | f
| Active | Inventory Part | 12120-2ply | 12x120 2-Ply Poly Panel | Tax | Sales | Cost of Goods Sold | Inventory:Inventory Asset | 0 | 12x120 2-Ply Poly Panel | 8 | 18.25 | M.L. Filters |  | 28.08 |  | 12120-2ply |  | 12x120 | 12 | 120 |  |  | 8 | f
| Active | Inventory Part | 12120-3ply | 12x120 3-Ply Poly Panel | Tax | Sales | Cost of Goods Sold | Inventory:Inventory Asset | 0 | 12x120 MZP 3-Ply Poly Panel | 0 | 19.25 | M.L. Filters |  | 29.62 |  | 12120-3ply |  | 12x120 | 12 | 120 |  |  | 8 | f
| Active | Inventory Part | 1212W-2Ply-P | 12" x 12" 2 Ply Panel Filter | Tax | Sales | Cost of Goods Sold | Inventory:Inventory Asset | 0 | 12" x 12" 2 Ply Panel Filter | 0 | 2.96 | M.L. Filters |  | 5.92 |  | 1212W-2Ply-P |  | 12" x 12" | 12 | 12 |  |  | 8 | f
| Active | Inventory Part | 12144-2PLY-6L | 12x144 2 Ply Poly Panel | Tax | Sales | Cost of Goods Sold | Inventory:Inventory Asset | 0 | 12x144 2 Ply Poly Panel | 0 | 0 | M.L. Filters |  | 29.82 |  |  |  | 12x144 | 12 | 144 |  |  | 8 | f
| Active | Inventory Part | 12144-3PLY-6L | 12x144 3 Ply Poly Panel | Tax | Sales | Cost of Goods Sold | Inventory:Inventory Asset | 0 | 12x144 3 Ply Poly Panel | 0 | 0 | M.L. Filters |  | 29.82 |  |  |  | 12x144 | 12 | 144 |  |  | 8 | f
| Active | Inventory Part | 1218-2ply | 12x18 2-Ply Poly Panel | Tax | Sales | Cost of Goods Sold | Inventory:Inventory Asset | 0 | 12x18 2-Ply Poly Panel | 61 | 4.05 | M.L. Filters |  | 6.17 |  | 1218-2ply |  | 12x18 | 12 | 18 |  |  | 8 | f
| Active | Inventory Part | 1218-3ply | 12x18 3-Ply Poly Panel | Tax | Sales | Cost of Goods Sold | Inventory:Inventory Asset | 0 | 12x18 MZP 3-Ply Poly Panel | 0 | 3.85 | M.L. Filters |  | 6.52 |  | 1218-3ply |  | 12x18 | 12 | 18 |  |  | 8 | f
| Active | Inventory Part | 1218-5050WW-P | 12x18 2-Ply Panel | Tax | Sales | Cost of Goods Sold | Inventory:Inventory Asset | 0 | 12x18 2-Ply Panel | 0 | 2.9 | M.L. Filters |  | 7.44 |  | 1218-5050WW-P |  | 12x18 | 12 | 18 |  |  | 8 | f
| Active | Inventory Part | 1220-2ply | 12x20 2-Ply Poly Panel | Tax | Sales | Cost of Goods Sold | Inventory:Inventory Asset | 0 | 12x20 2-Ply Poly Panel | 275 | 3.73 | M.L. Filters |  | 5.48 |  | 1220-2ply |  | 12x20 | 12 | 20 |  |  | 8 | f
| Active | Inventory Part | 1220-3ply | 12x20 3-Ply Poly Panel | Tax | Sales | Cost of Goods Sold | Inventory:Inventory Asset | 0 | 12x20 3-Ply Poly Panel | 123 | 4.63 | M.L. Filters |  | 5.33 |  | 1220-3ply |  | 12x20 | 12 | 20 |  |  | 8 | f
| Active | Inventory Part | 1224-2ply | 12x24 2-Ply Poly Panel | Tax | Sales | Cost of Goods Sold | Inventory:Inventory Asset | 0 | 12x24 2-Ply Poly Panel | 1665 | 4.13 | M.L. Filters |  | 5.91 |  | 1224-2ply |  | 12x24 | 12 | 24 |  |  | 8 | f
| Active | Inventory Part | 1224-3ply | 12x24 3-Ply Poly Panel | Tax | Sales | Cost of Goods Sold | Inventory:Inventory Asset | 0 | 12x24 MZP 3-Ply Poly Panel | 648 | 3.85 | M.L. Filters |  | 5.33 |  | 1224-3ply |  | 12x24 | 12 | 24 |  |  | 8 | f
| Active | Inventory Part | 1224W-3PLY-P | 12x24 3 Ply Poly Panel | Tax | Sales | Cost of Goods Sold | Inventory:Inventory Asset | 0 | 12x24 3 Ply Poly Panel | 0 | 0 | M.L. Filters |  | 0 |  |  |  | 12x24 | 12 | 24 |  |  | 8 | f
| Active | Inventory Part | 1238-2ply | 12x38 2-Ply Poly Panel | Tax | Sales | Cost of Goods Sold | Inventory:Inventory Asset | 0 | 12x38 2-Ply Poly Panel | 0 | 7.17 | M.L. Filters |  | 11.28 |  | 1238-2ply |  | 12x38 | 12 | 38 |  |  | 8 | f
| Active | Inventory Part | 1243-2ply | 12x43 2-Ply Poly Panel | Tax | Sales | Cost of Goods Sold | Inventory:Inventory Asset | 0 | 12x43 2-Ply Poly Panel | 59 | 6.04 | M.L. Filters |  | 11.35 |  | 1243-2ply |  | 12x43 | 12 | 43 |  |  | 8 | f
| Active | Inventory Part | 1243-3ply | 12x43 3-Ply Poly Panel | Tax | Sales | Cost of Goods Sold | Inventory:Inventory Asset | 0 | 12x43 MZP 3-Ply Poly Panel | 0 | 3.85 | M.L. Filters |  | 11.51 |  | 1243-3ply |  | 12x43 | 12 | 43 |  |  | 8 | f
| Active | Inventory Part | 1248W-2PLY-P | 12x48 2 Ply Poly Panel | Tax | Sales | Cost of Goods Sold | Inventory:Inventory Asset | 0 | 12x48 2 Ply Poly Panel | 0 | 9.94 | M.L. Filters |  | 9.94 |  |  |  | 12x48 | 12 | 48 |  |  | 8 | f
| Active | Inventory Part | 1248W-3PLY-P | 12x48 3 Ply Poly Panel | Tax | Sales | Cost of Goods Sold | Inventory:Inventory Asset | 0 | 12x48 3 Ply Poly Panel | 0 | 9.94 | M.L. Filters |  | 9.94 |  |  |  | 12x48 | 12 | 48 |  |  | 8 | f
| Active | Inventory Part | 1272-2Ply | 12x72 2-Ply Poly Panel | Tax | Sales | Cost of Goods Sold | Inventory:Inventory Asset | 0 | 12x72 2-Ply Poly Panel | 4 | 10.95 | M.L. Filters |  | 16.85 |  | 1272-2Ply |  | 12x72 | 12 | 72 |  |  | 8 | f
| Active | Inventory Part | 1272-3Ply | 12x72 3-Ply Poly Panel Special | Tax | Sales | Cost of Goods Sold | Inventory:Inventory Asset | 0 | 12x72 3-Ply Poly Panel Special | 0 | 11.55 | M.L. Filters |  | 20.13 |  | 1272-3Ply |  | 12x72 | 12 | 72 |  |  | 8 | f
| Active | Inventory Part | 1296-2ply | 12x96 2-Ply Poly Panel Special | Tax | Sales | Cost of Goods Sold | Inventory:Inventory Asset | 0 | 12x96 2-Ply Poly Panel Special | 7 | 16.5 | M.L. Filters |  | 26.08 |  | 1296-2ply |  | 12x96 | 12 | 96 |  |  | 8 | f
| Active | Inventory Part | 1296-3Ply | 12x96 3-Ply Poly Panel Special | Tax | Sales | Cost of Goods Sold | Inventory:Inventory Asset | 0 | 12x96 3-Ply Poly Panel Special | 0 |  | M.L. Filters |  | 31.65 |  | 1296-3Ply |  | 12x96 | 12 | 96 |  |  | 8 | f
| Active | Inventory Part | 1321-2ply | 13x21 2-Ply Poly Panel | Tax | Sales | Cost of Goods Sold | Inventory:Inventory Asset | 0 | 13x21 2-Ply Poly Panel | 60 | 3.74 | M.L. Filters |  | 6.05 |  | 1321-2ply |  | 13x21 | 13 | 21 |  |  | 8 | f
| Active | Inventory Part | 1321-3ply | 13x21 3-Ply Poly Panel | Tax | Sales | Cost of Goods Sold | Inventory:Inventory Asset | 0 | 13x21 MZP 3-Ply Poly Panel | 56 | 4.49 | M.L. Filters |  | 6.85 |  | 1321-3ply |  | 13x21 | 13 | 21 |  |  | 8 | f
| Active | Inventory Part | 1322-2ply | 13x22 2-Ply Poly Panel | Tax | Sales | Cost of Goods Sold | Inventory:Inventory Asset | 0 | 13x22 2-Ply Poly Panel | 61 | 3.74 | M.L. Filters |  | 6.05 |  | 1322-2ply |  | 13x22 | 13 | 22 |  |  | 8 | f
| Active | Inventory Part | 1322-3ply | 13x22 3-Ply Poly Panel | Tax | Sales | Cost of Goods Sold | Inventory:Inventory Asset | 0 | 13x22 3-Ply Poly Panel | 0 | 5.6 | M.L. Filters |  | 7.1 |  | 1322-3ply |  | 13x22 | 13 | 22 |  |  | 8 | f
| Active | Inventory Part | 1324-2ply | 13x24-3/4 2-Ply Poly Panel | Tax | Sales | Cost of Goods Sold | Inventory:Inventory Asset | 0 | 13x24-3/4 2-Ply Poly Panel | 0 | 3.88 | M.L. Filters |  | 5.96 |  | 1324-2ply |  | 13x24-3/4 | 13 | 24.75 |  |  | 8 | f
| Active | Inventory Part | 14.20.2 Nova Pleat | 14x20x2 NovaPleat No Wire | Tax | Sales | Cost of Goods Sold | Inventory:Inventory Asset | 0 | 14x20x2 NovaPleat No Wire | 96 | 3.75 | Commercial Filters Sales |  | 4.13 |  | 14.20.2 Nova Pleat |  | 14x20x2 | 14 | 20 | 2 |  | 8 | f
| Active | Inventory Part | 14.25.1 Nova Pleat | 14x25x1 NovaPleat No Wire | Tax | Sales | Cost of Goods Sold | Inventory:Inventory Asset | 0 | 14x25x1 NovaPleat No Wire | 0 | 3.92 | Commercial Filters Sales |  | 4.13 |  | 14.25.1 Nova Pleat |  | 14x25x1 | 14 | 25 | 1 |  | 8 | f
| Active | Inventory Part | 1414-2ply | 14x14 2-Ply Poly Panel | Tax | Sales | Cost of Goods Sold | Inventory:Inventory Asset | 0 | 14x14 2-Ply Poly Panel | 210 | 3.36 | M.L. Filters |  | 5.16 |  | 1414-2ply |  | 14x14 | 14 | 14 |  |  | 8 | f
| Active | Inventory Part | 1414-3ply | 14x14 3-Ply Poly Panel | Tax | Sales | Cost of Goods Sold | Inventory:Inventory Asset | 0 | 14x14 3-Ply Poly Panel | 20 | 3.56 | M.L. Filters |  | 6.6 |  | 1414-3ply |  | 14x14 | 14 | 14 |  |  | 8 | f
| Active | Inventory Part | 1419-2ply | 14x19 2-Ply Poly Panel | Tax | Sales | Cost of Goods Sold | Inventory:Inventory Asset | 0 | 14x19 2-Ply Poly Panel | 70 | 3.6 | M.L. Filters |  | 5.54 |  | 1419-2ply |  | 14x19 | 14 | 19 |  |  | 8 | f
| Active | Inventory Part | 1419-3ply | 14x19 3-Ply Poly Panel | Tax | Sales | Cost of Goods Sold | Inventory:Inventory Asset | 0 | 14x19 3-Ply Poly Panel | 0 | 5.6 | M.L. Filters |  | 6.74 |  | 1419-3ply |  | 14x19 | 14 | 19 |  |  | 8 | f
| Active | Inventory Part | 1420-2ply | 14x20 2-Ply Poly Panel | Tax | Sales | Cost of Goods Sold | Inventory:Inventory Asset | 0 | 14x20 2-Ply Poly Panel | 48 | 3.73 | M.L. Filters |  | 6.03 |  | 1420-2ply |  | 14x20 | 14 | 20 |  |  | 8 | f
| Active | Inventory Part | 1420-3ply | 14x20 3-Ply Poly Panel | Tax | Sales | Cost of Goods Sold | Inventory:Inventory Asset | 0 | 14x20 MZP 3-Ply Poly Panel | 152 | 4.43 | M.L. Filters |  | 6.64 |  | 1420-3ply |  | 14x20 | 14 | 20 |  |  | 8 | f
| Active | Inventory Part | 1420-5050WW-P | 14x20 Poly Panel 2 Ply | Tax | Sales | Cost of Goods Sold | Inventory:Inventory Asset | 0 | 14x20 Poly Panel 2 Ply | 3 | 3.39 | M.L. Filters |  | 0 |  |  |  | 14x20 | 14 | 20 |  |  | 8 | f
| Active | Inventory Part | 1424-2ply | 14x24 2-Ply Poly Panel | Tax | Sales | Cost of Goods Sold | Inventory:Inventory Asset | 0 | 14x24 2-Ply Poly Panel | 176 | 4.07 | M.L. Filters |  | 6.26 |  | 1424-2ply |  | 14x24 | 14 | 24 |  |  | 8 | f
| Active | Inventory Part | 1424-3ply | 14x24 3-Ply Poly Panel | Tax | Sales | Cost of Goods Sold | Inventory:Inventory Asset | 0 | 14x24 3-Ply Poly Panel | 0 | 4.1 | M.L. Filters |  | 6.64 |  | 1424-3ply |  | 14x24 | 14 | 24 |  |  | 8 | f
| Active | Inventory Part | 1425-2ply | 14x25 2-Ply Poly Panel | Tax | Sales | Cost of Goods Sold | Inventory:Inventory Asset | 0 | 14x25 2-Ply Poly Panel | 276 | 4.76 | M.L. Filters |  | 6.06 |  | 1425-2ply |  | 14x25 | 14 | 25 |  |  | 8 | f
| Active | Inventory Part | 1425-3ply | 14x25 3-Ply Poly Panel | Tax | Sales | Cost of Goods Sold | Inventory:Inventory Asset | 0 | 14x25 3-Ply Poly Panel | 0 | 4.18 | M.L. Filters |  | 5.77 |  | 1425-3ply |  | 14x25 | 14 | 25 |  |  | 8 | f
| Active | Inventory Part | 1428-2ply | 14x28 2-Ply Poly Panel | Tax | Sales | Cost of Goods Sold | Inventory:Inventory Asset | 0 | 14x28 2-Ply Poly Panel | 65 | 4.9 | M.L. Filters |  | 7.16 |  | 1428-2ply |  | 14x28 | 14 | 28 |  |  | 8 | f
| Active | Inventory Part | 1428-3ply | 14x28 3-Ply Poly Panel | Tax | Sales | Cost of Goods Sold | Inventory:Inventory Asset | 0 | 14x28 3-Ply Poly Panel | 0 | 5.6 | M.L. Filters |  | 7.83 |  | 1428-3ply |  | 14x28 | 14 | 28 |  |  | 8 | f
| Active | Inventory Part | 1430-3Ply | 14x30 3-Ply Poly Panel | Tax | Sales | Cost of Goods Sold | Inventory:Inventory Asset | 0 | 14x30 MZP 3-Ply Poly Panel | 167 | 5.95 | M.L. Filters |  | 10.56 |  | 1430-3Ply |  | 14x30 | 14 | 30 |  |  | 8 | f
| Active | Inventory Part | 1438-2ply | 14x38 2-Ply Poly Panel | Tax | Sales | Cost of Goods Sold | Inventory:Inventory Asset | 0 | 14x38 2-Ply Poly Panel | 38 | 7.3 | M.L. Filters |  | 10.3 |  | 1438-2ply |  | 14x38 | 14 | 38 |  |  | 8 | f
| Active | Inventory Part | 1438-3ply | 14x38 3-Ply Poly Panel | Tax | Sales | Cost of Goods Sold | Inventory:Inventory Asset | 0 | 14x38 3-Ply Poly Panel | 0 | 7.3 | M.L. Filters |  | 10.43 |  | 1438-3ply |  | 14x38 | 14 | 38 |  |  | 8 | f
| Active | Inventory Part | 1444-2ply | 14x44 2-Ply Poly Panel | Tax | Sales | Cost of Goods Sold | Inventory:Inventory Asset | 0 | 14x44 2-Ply Poly Panel | 5 | 7.7 | M.L. Filters |  | 12.15 |  | 1444-2ply |  | 14x44 | 14 | 44 |  |  | 8 | f
| Active | Inventory Part | 1444-3ply | 14x44 3-Ply Poly Panel | Tax | Sales | Cost of Goods Sold | Inventory:Inventory Asset | 0 | 14x44 MZP 3-Ply Poly Panel | 0 | 9.5 | M.L. Filters |  | 14.91 |  | 1444-3ply |  | 14x44 | 14 | 44 |  |  | 8 | f
| Active | Inventory Part | 1520-2ply | 15x20 2-Ply Poly Panel | Tax | Sales | Cost of Goods Sold | Inventory:Inventory Asset | 0 | 15x20 2-Ply Poly Panel | 159 | 3.83 | M.L. Filters |  | 6.34 |  | 1520-2ply |  | 15x20 | 15 | 20 |  |  | 8 | f
| Active | Inventory Part | 1520-3ply | 15x20 3-Ply Poly Panel | Tax | Sales | Cost of Goods Sold | Inventory:Inventory Asset | 0 | 15x20 3-Ply Poly Panel | 40 | 4.96 | M.L. Filters |  | 5.47 |  | 1520-3ply |  | 15x20 | 15 | 20 |  |  | 8 | f
| Active | Inventory Part | 1520-5050WW-P | 15x20 2-Ply Panel | Tax | Sales | Cost of Goods Sold | Inventory:Inventory Asset | 0 | 15x20 2-Ply Panel | 88 | 3.37 | M.L. Filters |  | 7.44 |  | 1520-5050WW-P |  | 15x20 | 15 | 20 |  |  | 8 | f
| Active | Inventory Part | 1525-3ply | 15x25 3-Ply Poly Panel | Tax | Sales | Cost of Goods Sold | Inventory:Inventory Asset | 0 | 15x25 3-Ply Poly Panel | 3 | 3.95 | M.L. Filters |  | 7.47 |  | 1525-3ply |  | 15x25 | 15 | 25 |  |  | 8 | f
| Active | Inventory Part | 1530-2Ply | 15x30 2-Ply Poly Panel | Tax | Sales | Cost of Goods Sold | Inventory:Inventory Asset | 0 | 15x30 2-Ply Poly Panel | 147 | 5.31 | M.L. Filters |  | 7.87 |  | 1530-2Ply |  | 15x30 | 15 | 30 |  |  | 8 | f
| Active | Inventory Part | 1530-3Ply | 15x30 3-Ply Poly Panel | Tax | Sales | Cost of Goods Sold | Inventory:Inventory Asset | 0 | 15x30 3-Ply Poly Panel | 125 | 6.04 | M.L. Filters |  | 6.65 |  | 1530-3Ply |  | 15x30 | 15 | 30 |  |  | 8 | f
| Not-active | Inventory Part | 1530-5050WW-P | 15x30 2-Ply Panel | Tax | Sales | Cost of Goods Sold | Inventory:Inventory Asset | 0 | 15x30 2-Ply Panel | 0 | 2.67 | M.L. Filters |  | 7.44 |  | 1530-5050WW-P |  | 15x30 | 15 | 30 |  |  | 8
| Active | Inventory Part | 15305/8-2Ply | 15x30 5/8 2-Ply Poly Panel | Tax | Sales | Cost of Goods Sold | Inventory:Inventory Asset | 0 | 15x30 5/8 2-Ply Poly Panel | 113 | 5.09 | M.L. Filters |  | 7.27 |  | 15305/8-2Ply |  | 15x30 5/8 | 15 | 30.625 |  |  | 8 | f
| Active | Inventory Part | 15305/8-3Ply | 15x30 -5/8 3-Ply Poly Panel | Tax | Sales | Cost of Goods Sold | Inventory:Inventory Asset | 0 | 15x30 -5/8 3 Ply Link | 128 | 6.52 | M.L. Filters |  | 6.8 |  | 15305/8-3Ply |  | 15x30 | 15 | 30 |  |  | 8 | f
| Active | Inventory Part | 1530W-2PLY P | 15"x30" 2 PLY PANEL FILTER | Tax | Sales | Cost of Goods Sold | Inventory:Inventory Asset | 0 | 15"x30" 2 PLY PANEL FILTER | 11 | 4.3 | M.L. Filters |  | 6.2 |  | 1530W-2PLY P |  | 15"x30" | 15 | 30 |  |  | 8 | f
| Active | Inventory Part | 1531-3Ply | 15x31 3-Ply Poly Panel | Tax | Sales | Cost of Goods Sold | Inventory:Inventory Asset | 0 | 15x31 3-Ply Poly Panel | 0 | 4.95 | M.L. Filters |  | 8.38 |  | 1531-3Ply |  | 15x31 | 15 | 31 |  |  | 8 | f
| Active | Inventory Part | 1534-2ply | 15x34 2-Ply Poly Panel | Tax | Sales | Cost of Goods Sold | Inventory:Inventory Asset | 0 | 15x34 2-Ply Poly Panel | 25 | 6.46 | M.L. Filters |  | 8.21 |  | 1534-2ply |  | 15x34 | 15 | 34 |  |  | 8 | f
| Active | Inventory Part | 16.20.1 Nova Pleat | 16x20x1 NovaPleat No Wire | Tax | Sales | Cost of Goods Sold | Inventory:Inventory Asset | 0 | 16x20x1 NovaPleat No Wire | 0 | 2.07 | Commercial Filters Sales |  | 4.13 |  | 16.20.1 Nova Pleat |  | 16x20x1 | 16 | 20 | 1 |  | 8 | f
| Active | Inventory Part | 16.20.2 Nova Pleat | 16x20x2 NovaPleat No Wire | Tax | Sales | Cost of Goods Sold | Inventory:Inventory Asset | 0 | 16x20x2 NovaPleat No Wire | 36 | 2.48 | Commercial Filters Sales |  | 4.13 |  | 16.20.2 Nova Pleat |  | 16x20x2 | 16 | 20 | 2 |  | 8 | f
| Active | Inventory Part | 16.25.1 Nova Pleat | 16x25x1 NovaPleat No Wire | Tax | Sales | Cost of Goods Sold | Inventory:Inventory Asset | 0 | 16x25x1 NovaPleat No Wire | 0 | 3.9184 | Commercial Filters Sales |  | 4.82 |  | 16.25.1 Nova Pleat |  | 16x25x1 | 16 | 25 | 1 |  | 8 | f
| Active | Inventory Part | 16.25.2 Nova Pleat | 16x25x2 NovaPleat No Wire | Tax | Sales | Cost of Goods Sold | Inventory:Inventory Asset | 0 | 16x25x2 NovaPleat No Wire | 60 | 2.89 | Commercial Filters Sales |  | 4.82 |  | 16.25.2 Nova Pleat |  | 16x25x2 | 16 | 25 | 2 |  | 8 | f
| Active | Inventory Part | 16100-2Ply | 16x100 2-Ply Poly Panel | Tax | Sales | Cost of Goods Sold | Inventory:Inventory Asset | 0 | 16x100 2-Ply Poly Panel | -5 | 20.96 | M.L. Filters |  | 32.25 |  | 16100-2Ply |  | 16x100 | 16 | 100 |  |  | 8 | f
| Active | Inventory Part | 16120-2ply | 16" X 120" 2 PLY LINK FILTER | Tax | Sales | Cost of Goods Sold | Inventory:Inventory Asset | 0 | 16" X 120" 2 PLY LINK FILTER | 0 | 20.4 | M.L. Filters |  | 31.38 |  | 16120-2ply |  | 16" X 120" | 16 | 120 |  |  | 8 | f
| Active | Inventory Part | 16120W - 3PLY - 5L | 16" X 120" 3 PLY LINK FILTER | Tax | Sales | Cost of Goods Sold | Inventory:Inventory Asset | 0 | 16" X 120" 3 PLY LINK FILTER | 0 | 20.55 | M.L. Filters |  | 31.62 |  | 16120W - 3PLY - 5L |  | 16" X 120" | 16 | 120 |  |  | 8 | f
| Active | Inventory Part | 1616-2Ply | 16x16 2-Ply Poly Panel | Tax | Sales | Cost of Goods Sold | Inventory:Inventory Asset | 0 | 16x16 2-Ply Poly Panel | 499 | 3.88 | M.L. Filters |  | 5.12 |  | 1616-2Ply |  | 16x16 | 16 | 16 |  |  | 8 | f
| Active | Inventory Part | 1616-3Ply | 16x16 3-Ply Poly Panel | Tax | Sales | Cost of Goods Sold | Inventory:Inventory Asset | 0 | 16x16 3-Ply Poly Panel | 328 | 3.78 | M.L. Filters |  | 5.08 |  | 1616-3Ply |  | 16x16 | 16 | 16 |  |  | 8 | f
| Active | Inventory Part | 1618-3Ply | 16x18 3-Ply Poly Panel | Tax | Sales | Cost of Goods Sold | Inventory:Inventory Asset | 0 | 16x18 3-Ply Poly Panel | 0 | 4.01 | M.L. Filters |  | 6.75 |  | 1618-3Ply |  | 16x18 | 16 | 18 |  |  | 8 | f
| Active | Inventory Part | 1618-5050WW-P | 16x18 Poly Panels 2 ply | Tax | Sales | Cost of Goods Sold | Inventory:Inventory Asset | 0 | 16x18 Poly Panels 2 ply | 3 | 3.35 | M.L. Filters |  | 0 |  |  |  | 16x18 | 16 | 18 |  |  | 8 | f
| Active | Inventory Part | 1620-2Ply | 16x20 2-Ply Poly Panels | Tax | Sales | Cost of Goods Sold | Inventory:Inventory Asset | 0 | 16x20 2-Ply Poly Panels | 798 | 3.65 | M.L. Filters |  | 5.22 |  | 1620-2Ply |  | 16x20 | 16 | 20 |  |  | 8 | f
| Active | Inventory Part | 1620-2Ply FB Gold Panel | 16x20 2-Ply Gold Panel | Tax | Sales | Cost of Goods Sold | Inventory:Inventory Asset | 0 | 16x20 2-Ply Gold Panel | 0 | 2.99 | Fiber Bond Corporation |  | 4.6 |  | 1620-2Ply FB Gold Panel |  | 16x20 | 16 | 20 |  |  | 8 | f
| Active | Inventory Part | 1620-3Ply | 16x20 3-Ply Poly Panel | Tax | Sales | Cost of Goods Sold | Inventory:Inventory Asset | 0 | 16x20 3-Ply Poly Panel | 645 | 4.11 | M.L. Filters |  | 5.55 |  | 1620-3Ply |  | 16x20 | 16 | 20 |  |  | 8 | f
| Not-active | Inventory Part | 1620-5050WW-P | 16x20 2-Ply Panel | Tax | Sales | Cost of Goods Sold | Inventory:Inventory Asset | 0 | 16x20 2-Ply Panel | 0 | 3.55 | M.L. Filters |  | 7.84 |  | 1620-5050WW-P |  | 16x20 | 16 | 20 |  |  | 8
| Active | Inventory Part | 1622-2Ply | 16x22 2-Ply Poly Panel | Tax | Sales | Cost of Goods Sold | Inventory:Inventory Asset | 0 | 16x22 2-Ply Poly Panel | 160 | 3.97 | M.L. Filters |  | 7.27 |  | 1622-2Ply |  | 16x22 | 16 | 22 |  |  | 8 | f
| Active | Inventory Part | 1622-3Ply | 16x22 3-Ply Poly Panel | Tax | Sales | Cost of Goods Sold | Inventory:Inventory Asset | 0 | 16x22 3-Ply Poly Panel | 0 | 4.8 | M.L. Filters |  | 6.42 |  | 1622-3Ply |  | 16x22 | 16 | 22 |  |  | 8 | f
| Active | Inventory Part | 1622-5050WW-P | 16x22 2-Ply Panel | Tax | Sales | Cost of Goods Sold | Inventory:Inventory Asset | 0 | 16x22 2-Ply Panel | 0 | 3.51 | M.L. Filters |  | 7.44 |  | 1622-5050WW-P |  | 16x22 | 16 | 22 |  |  | 8 | f
| Active | Inventory Part | 1624-2ply | 16x24 2-Ply Poly Panel | Tax | Sales | Cost of Goods Sold | Inventory:Inventory Asset | 0 | 16x24 2-Ply Poly Panel | 932 | 4.55 | M.L. Filters |  | 5.88 |  | 1624-2ply |  | 16x24 | 16 | 24 |  |  | 8 | f
| Active | Inventory Part | 1624-3Ply | 16x24 3-Ply Poly Panel | Tax | Sales | Cost of Goods Sold | Inventory:Inventory Asset | 0 | 16x24 3-Ply Poly Panel | 562 | 4.91 | M.L. Filters |  | 6.2 |  | 1624-3Ply |  | 16x24 | 16 | 24 |  |  | 8 | f
| Not-active | Inventory Part | 1624-5050-G/W | 16x24 Poly Panels 2 ply | Tax | Sales | Cost of Goods Sold | Inventory:Inventory Asset | 0 | 16x24 Poly Panels 2 ply | 0 | 3.73 | M.L. Filters |  | 0 |  |  |  | 16x24 | 16 | 24 |  |  | 8
| Active | Inventory Part | 1625-2Ply | 16x25 2-Ply Poly Panel | Tax | Sales | Cost of Goods Sold | Inventory:Inventory Asset | 0 | 16x25 2-Ply Poly Panel | 1157 | 3.99 | M.L. Filters |  | 6 |  | 1625-2Ply |  | 16x25 | 16 | 25 |  |  | 8 | f
| Active | Inventory Part | 1625-3Ply | 16x25 3-Ply Poly Panel | Tax | Sales | Cost of Goods Sold | Inventory:Inventory Asset | 0 | 16x25 3-Ply Poly Panel | 332 | 5.7 | M.L. Filters |  | 6.2 |  | 1625-3Ply |  | 16x25 | 16 | 25 |  |  | 8 | f
| Not-active | Inventory Part | 1625-5050WW-P | 16x25 2-Ply Panel | Tax | Sales | Cost of Goods Sold | Inventory:Inventory Asset | 0 | 16x25 2-Ply Panel | 0 | 2.67 | M.L. Filters |  | 7.44 |  | 1625-5050WW-P |  | 16x25 | 16 | 25 |  |  | 8
| Active | Inventory Part | 1628-2ply | 16x28 2-Ply Poly Panel | Tax | Sales | Cost of Goods Sold | Inventory:Inventory Asset | 0 | 16x28 2-Ply Poly Panel | 10 | 4.67 | M.L. Filters |  | 6.16 |  | 1628-2ply |  | 16x28 | 16 | 28 |  |  | 8 | f
| Active | Inventory Part | 1630-2Ply | 16x30 2-Ply Poly Panel | Tax | Sales | Cost of Goods Sold | Inventory:Inventory Asset | 0 | 16x30 2-Ply Poly Panel | 266 | 5.12 | M.L. Filters |  | 7.39 |  | 1630-2Ply |  | 16x30 | 16 | 30 |  |  | 8 | f
| Active | Inventory Part | 1630-3Ply | 16x30 3-Ply Poly Panel | Tax | Sales | Cost of Goods Sold | Inventory:Inventory Asset | 0 | 16x30 3-Ply Poly Panel | 304 | 6.08 | M.L. Filters |  | 7.05 |  | 1630-3Ply |  | 16x30 | 16 | 30 |  |  | 8 | f
| Active | Inventory Part | 1631-3Ply | 16x31 3-Ply Poly Panel | Tax | Sales | Cost of Goods Sold | Inventory:Inventory Asset | 0 | 16x31 3-Ply Poly Panel | 0 | 5.14 | M.L. Filters |  | 8.44 |  | 1631-3Ply |  | 16x31 | 16 | 31 |  |  | 8 | f
| Active | Inventory Part | 1632-2ply | 16x32 2-Ply Poly Panel | Tax | Sales | Cost of Goods Sold | Inventory:Inventory Asset | 0 | 16x32 2-Ply Poly Panel | 59 | 5.19 | M.L. Filters |  | 8.09 |  | 1632-2ply |  | 16x32 | 16 | 32 |  |  | 8 | f
| Active | Inventory Part | 1632-2PLY-2L | 16x32 2 Ply Poly Panel | Tax | Sales | Cost of Goods Sold | Inventory:Inventory Asset | 0 | 16x32 2 Ply Poly Panel | 0 | 11.29 | M.L. Filters |  | 11.29 |  |  |  | 16x32 | 16 | 32 |  |  | 8 | f
| Active | Inventory Part | 1632-3ply | 16x32 3 Ply Poly Panel | Tax | Sales | Cost of Goods Sold | Inventory:Inventory Asset | 0 | 16x32 3 Ply Poly Panel | 104 | 6.45 | M.L. Filters |  | 8.53 |  | 1632-3ply |  | 16x32 | 16 | 32 |  |  | 8 | f
| Active | Inventory Part | 1636-2ply | 16x36 2-Ply Poly Panel | Tax | Sales | Cost of Goods Sold | Inventory:Inventory Asset | 0 | 16x36 2-Ply Poly Panel | 0 | 6.2 | M.L. Filters |  | 9.53 |  | 1636-2ply |  | 16x36 | 16 | 36 |  |  | 8 | f
| Active | Inventory Part | 1640-3ply | 16x40 3-Ply Poly Panel | Tax | Sales | Cost of Goods Sold | Inventory:Inventory Asset | 0 | 16x40 MZP 3-Ply Poly Panel | 0 | 7.83 | M.L. Filters |  | 12.34 |  | 1640-3ply |  | 16x40 | 16 | 40 |  |  | 8 | f
| Active | Inventory Part | 1648-2Ply | 16x48 MERV 9, 2-Ply Poly Link w/Antimicrobial | Tax | Sales | Cost of Goods Sold | Inventory:Inventory Asset | 0 | 16x48 MERV 9, 2-Ply Poly Link w/Antimicrobial | 9 | 9.61 | M.L. Filters |  | 19.43 |  | 1648-2Ply |  | 16x48 | 16 | 48 |  | MERV 9 | 9 | f
| Active | Inventory Part | 1650-2ply | 16x50 2-Ply Poly Panel | Tax | Sales | Cost of Goods Sold | Inventory:Inventory Asset | 0 | 16x50 2-Ply Poly Panel | 0 | 7.98 | M.L. Filters |  | 12.28 |  | 1650-2ply |  | 16x50 | 16 | 50 |  |  | 8 | f
| Active | Inventory Part | 1650-3ply | 16x50 3-Ply Poly Panel | Tax | Sales | Cost of Goods Sold | Inventory:Inventory Asset | 0 | 16x50 MZP 3-Ply Poly Panel | 0 | 9 | M.L. Filters |  | 15.3 |  | 1650-3ply |  | 16x50 | 16 | 50 |  |  | 8 | f
| Active | Inventory Part | 1651-2Ply | 16.5x51.5 2-Ply Poly Panels | Tax | Sales | Cost of Goods Sold | Inventory:Inventory Asset | 0 | 16.5x51.5 2-Ply Poly Panels | 17 | 8.69 | M.L. Filters |  | 13.32 |  | 1651-2Ply |  | 16.5x51.5 | 16.5 | 51.5 |  |  | 8 | f
| Active | Inventory Part | 1664-2PLY-3L | 16x64 2-Ply Poly Link | Tax | Sales | Cost of Goods Sold | Inventory:Inventory Asset | 0 | 16x64 2-Ply Poly Link | 0 | 14.96 | M.L. Filters |  | 29.92 |  | 1664-2PLY-3L |  | 16x64 | 16 | 64 |  |  | 8 | f
| Active | Inventory Part | 1672-2ply | 16x72 2-Ply Poly Panel | Tax | Sales | Cost of Goods Sold | Inventory:Inventory Asset | 0 | 16x72 2-Ply Poly Panel | 3 | 13.2 | M.L. Filters |  | 20.6 |  | 1672-2ply |  | 16x72 | 16 | 72 |  |  | 8 | f
| Active | Inventory Part | 1672-3ply | 16x72 3-Ply Poly Panel | Tax | Sales | Cost of Goods Sold | Inventory:Inventory Asset | 0 | 16x72 3-Ply Poly Panel | 0 | 13.2 | M.L. Filters |  | 20.6 |  | 1672-3ply |  | 16x72 | 16 | 72 |  |  | 8 | f
| Active | Inventory Part | 1675-2PLY-3L | 16x75 MZP 2-Ply Poly Panel | Tax | Sales | Cost of Goods Sold | Inventory:Inventory Asset | 0 | 16x75 MZP 2-Ply Poly Panel | 45 | 11.67 | M.L. Filters |  | 23.41 |  | 1675-2PLY-3L |  | 16x75 | 16 | 75 |  |  | 8 | f
| Active | Inventory Part | 1680-2Ply | 16x80 2-Ply Poly Panel | Tax | Sales | Cost of Goods Sold | Inventory:Inventory Asset | 0 | 16x80 2-Ply Poly Panel | 4 | 16.04 | M.L. Filters |  | 24.67 |  | 1680-2Ply |  | 16x80 | 16 | 80 |  |  | 8 | f
| Active | Inventory Part | 1680-3Ply | 16x80 3-Ply Poly Panel | Tax | Sales | Cost of Goods Sold | Inventory:Inventory Asset | 0 | 16x80 3-Ply Poly Panel | 0 | 16.04 | M.L. Filters |  | 24.97 |  | 1680-3Ply |  | 16x80 | 16 | 80 |  |  | 8 | f
| Active | Inventory Part | 16x32 Poly Panel | 16x32 Poly Panel | Tax | Sales | Cost of Goods Sold | Inventory:Inventory Asset | 0 | 16x32 Poly Panel | 0 | 4.61 | M.L. Filters |  | 11.29 |  | 16x32 Poly Panel |  | 16x32 | 16 | 32 |  |  | 8 | f
| Active | Inventory Part | 1718-5050WW-P | 17x18 Poly Panels 2 Ply | Tax | Sales | Cost of Goods Sold | Inventory:Inventory Asset | 0 | 17x18 Poly Panels 2 Ply | 0 | 3.51 | M.L. Filters |  | 0 |  |  |  | 17x18 | 17 | 18 |  |  | 8 | f
| Active | Inventory Part | 18-6005-01 | 7.5 AMP Door Switch | Tax | Sales | Cost of Goods Sold | Inventory:Inventory Asset | 0 | 7.5 AMP Door Switch | 0 | 135 | UVDI UltraViolet Devices, Inc. |  | 225 |  | 18-6005-01 | [7 empty] | a
| Active | Inventory Part | 18.24.2 Nova Pleat | 18x24x2 NovaPleat No Wire | Tax | Sales | Cost of Goods Sold | Inventory:Inventory Asset | 0 | 18x24x2 NovaPleat No Wire | 12 | 3.25 | Commercial Filters Sales |  | 5.42 |  | 18.24.2 Nova Pleat |  | 18x24x2 | 18 | 24 | 2 |  | 8 | f
| Active | Inventory Part | 1818-3ply | 18x18 3-Ply Poly Panel | Tax | Sales | Cost of Goods Sold | Inventory:Inventory Asset | 0 | 18x18 MZP 3-Ply Poly Panel | 146 | 5.19 | M.L. Filters |  | 7.23 |  | 1818-3ply |  | 18x18 | 18 | 18 |  |  | 8 | f
| Active | Inventory Part | 1822-3Ply | 18x22 3-Ply Poly Panel | Tax | Sales | Cost of Goods Sold | Inventory:Inventory Asset | 0 | 18x22 3-Ply Poly Panel | 0 | 4.3 | M.L. Filters |  | 6.92 |  | 1822-3Ply |  | 18x22 | 18 | 22 |  |  | 8 | f
| Active | Inventory Part | 1822-5050WW-P | 18x22 Poly Panel 2 Ply | Tax | Sales | Cost of Goods Sold | Inventory:Inventory Asset | 0 | 18x22 Poly Panel 2 Ply | 2 | 3.87 | M.L. Filters |  | 0 |  |  |  | 18x22 | 18 | 22 |  |  | 8 | f
| Active | Inventory Part | 1824-3ply | 18x24 3-Ply Poly Panel | Tax | Sales | Cost of Goods Sold | Inventory:Inventory Asset | 0 | 18x24 MZP 3-Ply Poly Panel | 117 | 4.88 | M.L. Filters |  | 6.43 |  | 1824-3ply |  | 18x24 | 18 | 24 |  |  | 8 | f
| Active | Inventory Part | 1825-3ply | 18x25 3-Ply Poly Panel | Tax | Sales | Cost of Goods Sold | Inventory:Inventory Asset | 0 | 18x25 MZP 3-Ply Poly Panel | 50 | 4.98 | M.L. Filters |  | 6.96 |  | 1825-3ply |  | 18x25 | 18 | 25 |  |  | 8 | f
| Active | Inventory Part | 1828-5050-G/W | 18x28 Poly Panels 2 Ply | Tax | Sales | Cost of Goods Sold | Inventory:Inventory Asset | 0 | 18x28 Poly Panels 2 Ply | 3 | 4.38 | M.L. Filters |  | 0 |  |  |  | 18x28 | 18 | 28 |  |  | 8 | f
| Active | Inventory Part | 1830-2Ply | 18x30 2-Ply Panel | Tax | Sales | Cost of Goods Sold | Inventory:Inventory Asset | 0 | 18x30 2-Ply Panel | 77 | 5.1 | M.L. Filters |  | 8.82 |  | 1830-2Ply |  | 18x30 | 18 | 30 |  |  | 8 | f
| Active | Inventory Part | 1830-5050WW-P | 18x30 2-Ply Panel | Tax | Sales | Cost of Goods Sold | Inventory:Inventory Asset | 0 | 18x30 2-Ply Panel | 0 | 4.21 | M.L. Filters |  | 7.44 |  | 1830-5050WW-P |  | 18x30 | 18 | 30 |  |  | 8 | f
| Active | Inventory Part | 1837-2ply | 18x37 2-Ply Poly Panel | Tax | Sales | Cost of Goods Sold | Inventory:Inventory Asset | 0 | 18x37 MZP 2-Ply Poly Panel | 36 | 6.66 | M.L. Filters |  | 0 |  | 1837-2ply |  | 18x37 | 18 | 37 |  |  | 8 | f
| Active | Inventory Part | 1921-5050WW-P | 19x21 Poly Panels 2 ply | Tax | Sales | Cost of Goods Sold | Inventory:Inventory Asset | 0 | 19x21 Poly Panels 2 ply | 0 | 3.89 | M.L. Filters |  | 0 |  |  |  | 19x21 | 19 | 21 |  |  | 8 | f
| Active | Inventory Part | 20.20.2 Nova Pleat | 20x20x2 NovaPleat No Wire | Tax | Sales | Cost of Goods Sold | Inventory:Inventory Asset | 0 | 20x20x2 NovaPleat No Wire | 36 | 4.5434 | Commercial Filters Sales |  | 4.63 |  | 20.20.2 Nova Pleat |  | 20x20x2 | 20 | 20 | 2 |  | 8 | f
| Active | Inventory Part | 20.24.2 Nova Pleat | 20x24x2 NovaPleat No Wire | Tax | Sales | Cost of Goods Sold | Inventory:Inventory Asset | 0 | 20x24x2 NovaPleat No Wire | 36 | 5.047 | Commercial Filters Sales |  | 8.4221 |  | 20.24.2 Nova Pleat |  | 20x24x2 | 20 | 24 | 2 |  | 8 | f
| Active | Inventory Part | 20.25.1 Nova Pleat | 20x25x1 NovaPleat No Wire | Tax | Sales | Cost of Goods Sold | Inventory:Inventory Asset | 0 | 20x25x1 NovaPleat No Wire | 32 | 836.52 | Commercial Filters Sales |  | 5.39 |  | 20.25.1 Nova Pleat |  | 20x25x1 | 20 | 25 | 1 |  | 8 | f
| Active | Inventory Part | 20.25.2 Nova Pleat | 20x25x2 NovaPleat No Wire | Tax | Sales | Cost of Goods Sold | Inventory:Inventory Asset | 0 | 20x25x2 NovaPleat No Wire | 36 | 5.0465 | Commercial Filters Sales |  | 4.67 |  | 20.25.2 Nova Pleat |  | 20x25x2 | 20 | 25 | 2 |  | 8 | f
| Active | Inventory Part | 20112-2Ply | 20x112 MERV 9, 2-Ply Poly Link w/Antimicrobial | Tax | Sales | Cost of Goods Sold | Inventory:Inventory Asset | 0 | 20x112 MERV 9, 2-Ply Poly Link w/Antimicrobial | 0 | 0 | M.L. Filters |  | 43.85 |  | 20112-2Ply |  | 20x112 | 20 | 112 |  | MERV 9 | 9 | f
| Active | Inventory Part | 20117-2ply | 20x117 MERV 9, 2-Ply Poly Link w/Antimicrobial | Tax | Sales | Cost of Goods Sold | Inventory:Inventory Asset | 0 | 20x117 MERV 9, 2-Ply Poly Link w/Antimicrobial | 0 | 0 | M.L. Filters |  | 44.77 |  | 20117-2ply |  | 20x117 | 20 | 117 |  | MERV 9 | 9 | f
| Active | Inventory Part | 20120-2Ply | 20x120 2-Ply Poly Link | Tax | Sales | Cost of Goods Sold | Inventory:Inventory Asset | 0 | 20x120 2-Ply Poly Link | -15 | 25.2 | M.L. Filters |  | 38.77 |  | 20120-2Ply |  | 20x120 | 20 | 120 |  |  | 8 | f
| Active | Inventory Part | 20120W - 3PLY - 5L | 20" X 120" 3 PLY LINK FILTER | Tax | Sales | Cost of Goods Sold | Inventory:Inventory Asset | 0 | 20" X 120" 3 PLY LINK FILTER | 0 | 23.8 | M.L. Filters |  | 32.62 |  | 20120W - 3PLY - 5L |  | 20" X 120" | 20 | 120 |  |  | 8 | f
| Active | Inventory Part | 2020-2ply | 20x20 2-Ply Poly Panel | Tax | Sales | Cost of Goods Sold | Inventory:Inventory Asset | 0 | 20x20 2-Ply Poly Panel | 1656 | 4 | M.L. Filters |  | 6.15 |  | 2020-2ply |  | 20x20 | 20 | 20 |  |  | 8 | f
| Active | Inventory Part | 2020-3ply | 20x20 3-Ply Poly Panel | Tax | Sales | Cost of Goods Sold | Inventory:Inventory Asset | 0 | 20x20 MZP 3-Ply Poly Panel | 430 | 5.02 | M.L. Filters |  | 6.19 |  | 2020-3ply |  | 20x20 | 20 | 20 |  |  | 8 | f
| Not-active | Inventory Part | 2020-5050WW-P | 20x20 2-Ply Panel | Tax | Sales | Cost of Goods Sold | Inventory:Inventory Asset | 0 | 20x20 2-Ply Panel | 0 | 3.83 | M.L. Filters |  | 8.14 |  | 2020-5050WW-P |  | 20x20 | 20 | 20 |  |  | 8
| Active | Inventory Part | 2022-2ply | 20x22 2-Ply Poly Panel | Tax | Sales | Cost of Goods Sold | Inventory:Inventory Asset | 0 | 20x22 2-Ply Poly Panel | 259 | 4.36 | M.L. Filters |  | 6.4 |  | 2022-2ply |  | 20x22 | 20 | 22 |  |  | 8 | f
| Active | Inventory Part | 2022-3ply | 20x22-3ply Poly Panel | Tax | Sales | Cost of Goods Sold | Inventory:Inventory Asset | 0 | 2022-3ply Poly Panel | 70 | 4.74 | M.L. Filters |  | 8.03 |  | 2022-3ply |  |  | 20 | 22 |  |  | 8 | f
| Active | Inventory Part | 2022-5050WW-P | 20x22 2-Ply Panel | Tax | Sales | Cost of Goods Sold | Inventory:Inventory Asset | 0 | 20x22 2-Ply Panel | 50 | 2.67 | M.L. Filters |  | 7.44 |  | 2022-5050WW-P |  | 20x22 | 20 | 22 |  |  | 8 | f
| Active | Inventory Part | 2024-2Ply | 20x24 2-Ply Poly Panel | Tax | Sales | Cost of Goods Sold | Inventory:Inventory Asset | 0 | 20x24 2-Ply Poly Panel | 1067 | 4.69 | M.L. Filters |  | 7.03 |  | 2024-2Ply |  | 20x24 | 20 | 24 |  |  | 8 | f
| Active | Inventory Part | 2024-3ply | 20x24 3-Ply Poly Panel | Tax | Sales | Cost of Goods Sold | Inventory:Inventory Asset | 0 | 20x24 MZP 3-Ply Poly Panel | 970 | 4.86 | M.L. Filters |  | 7.36 |  | 2024-3ply |  | 20x24 | 20 | 24 |  |  | 8 | f
| Active | Inventory Part | 2024-5050WW-P | 20x24 Poly Panel 2 Ply | Tax | Sales | Cost of Goods Sold | Inventory:Inventory Asset | 0 | 20x24 Poly Panel 2 Ply | 56 | 4.14 | M.L. Filters |  | 0 |  |  |  | 20x24 | 20 | 24 |  |  | 8 | f
| Active | Inventory Part | 2025-2ply | 20x25 2-Ply Poly Panel | Tax | Sales | Cost of Goods Sold | Inventory:Inventory Asset | 0 | 20x25 2-Ply Poly Panel | 1075 | 4.55 | M.L. Filters |  | 6.8 |  | 2025-2ply |  | 20x25 | 20 | 25 |  |  | 8 | f
| Active | Inventory Part | 2025-3ply | 20x25 3-Ply Poly Panel | Tax | Sales | Cost of Goods Sold | Inventory:Inventory Asset | 0 | 20x25 3-Ply Poly Panel | 618 | 5.2 | M.L. Filters |  | 7.09 |  | 2025-3ply |  | 20x25 | 20 | 25 |  |  | 8 | f
| Active | Inventory Part | 2025-5050WW-P | 20x25 Poly Panels 2 Ply | Tax | Sales | Cost of Goods Sold | Inventory:Inventory Asset | 0 | 20x25 Poly Panels 2 Ply | 0 | 4.1 | M.L. Filters |  | 0 |  |  |  | 20x25 | 20 | 25 |  |  | 8 | f
| Active | Inventory Part | 2026-2ply | 20x26 2-Ply Poly Panel | Tax | Sales | Cost of Goods Sold | Inventory:Inventory Asset | 0 | 20x26 2-Ply Poly Panel | 54 | 5.27 | M.L. Filters |  | 8.11 |  | 2026-2ply |  | 20x26 | 20 | 26 |  |  | 8 | f
| Active | Inventory Part | 2029-3ply | 20.5x29.25 3-Ply Poly Panel | Tax | Sales | Cost of Goods Sold | Inventory:Inventory Asset | 0 | 20.5 x 29.25 MZP 3-Ply Poly Panel | 0 | 4.49 | M.L. Filters |  | 9.6 |  | 2029-3ply |  | 20.5x29.25 | 20.5 | 29.25 |  |  | 8 | f
| Active | Inventory Part | 2030-2Ply | 20x30 2-Ply Poly Panel | Tax | Sales | Cost of Goods Sold | Inventory:Inventory Asset | 0 | 20x30 2-Ply Poly Panel | 276 | 5.65 | M.L. Filters |  | 8.37 |  | 2030-2Ply |  | 20x30 | 20 | 30 |  |  | 8 | f
| Active | Inventory Part | 2030-2Ply FB Gold Panel | 20x30 2-Ply Gold Panel | Tax | Sales | Cost of Goods Sold | Inventory:Inventory Asset | 0 | 20x30 2-Ply Gold Panel | 216 | 11.8 | Fiber Bond Corporation |  | 0 |  | 2030-2Ply FB Gold Panel |  | 20x30 | 20 | 30 |  |  | 8 | f
| Active | Inventory Part | 2030-3Ply | 20x30 - 3 Ply Poly Panel | Tax | Sales | Cost of Goods Sold | Inventory:Inventory Asset | 0 | 20x30 - 3 Ply Poly Panel | 0 | 6.74 | M.L. Filters |  | 7.83 |  | 2030-3Ply |  | 20x30 | 20 | 30 |  |  | 8 | f
| Active | Inventory Part | 2030-5050WW-P | 20x30 2-Ply Panel | Tax | Sales | Cost of Goods Sold | Inventory:Inventory Asset | 0 | 20x30 2-Ply Panel | 0 | 4.42 | M.L. Filters |  | 7.44 |  | 2030-5050WW-P |  | 20x30 | 20 | 30 |  |  | 8 | f
| Active | Inventory Part | 2032-2Ply | 20x32 2Ply Poly Panel | Tax | Sales | Cost of Goods Sold | Inventory:Inventory Asset | 0 | 20x32 2Ply Poly Panel | 101 | 5.8 | M.L. Filters |  | 8.92 |  | 2032-2Ply |  | 20x32 | 20 | 32 |  |  | 8 | f
| Active | Inventory Part | 2032-3Ply | 2032 - 3 Ply Poly Panel | Tax | Sales | Cost of Goods Sold | Inventory:Inventory Asset | 0 | 2032 - 3 Ply Poly Panel | 50 | 7.9 | M.L. Filters |  | 7.93 |  | 2032-3Ply |  |  | 20 | 32 |  |  | 8 | f
| Active | Inventory Part | 2036-2ply | 20x36 2-Ply Poly Panel | Tax | Sales | Cost of Goods Sold | Inventory:Inventory Asset | 0 | 20x36 2-Ply Poly Panel | 4 | 6.2 | M.L. Filters |  | 9.53 |  | 2036-2ply |  | 20x36 | 20 | 36 |  |  | 8 | f
| Active | Inventory Part | 2036-3ply | 20x36 3-Ply Poly Panel | Tax | Sales | Cost of Goods Sold | Inventory:Inventory Asset | 0 | 20x36 MZP 3-Ply Poly Panel | 0 | 6.46 | M.L. Filters |  | 9.95 |  | 2036-3ply |  | 20x36 | 20 | 36 |  |  | 8 | f
| Active | Inventory Part | 2040-2Ply | 20x40 2-Ply Poly Panel | Tax | Sales | Cost of Goods Sold | Inventory:Inventory Asset | 0 | 20x40 2-Ply Poly Panel | 8 | 9.05 | M.L. Filters |  | 13.92 |  | 2040-2Ply |  | 20x40 | 20 | 40 |  |  | 8 | f
| Active | Inventory Part | 2040-3Ply | 20x40 3 Ply Poly Panel | Tax | Sales | Cost of Goods Sold | Inventory:Inventory Asset | 0 | 20x40 3 Ply Poly Panel | 0 | 0 | M.L. Filters |  | 18.76 |  | 2040-3Ply |  | 20x40 | 20 | 40 |  |  | 8 | f
| Active | Inventory Part | 2040W-2PLY-2L | 20x40 2 Ply Poly Panel | Tax | Sales | Cost of Goods Sold | Inventory:Inventory Asset | 0 | 20x40 2 Ply Poly Panel | 0 | 0 | M.L. Filters |  | 0 |  |  |  | 20x40 | 20 | 40 |  |  | 8 | f
| Active | Inventory Part | 2050-2Ply | 20x50 2-Ply Poly Panel | Tax | Sales | Cost of Goods Sold | Inventory:Inventory Asset | 0 | 20x50 2-Ply Poly Panel | 0 | 9.1 | M.L. Filters |  | 14.33 |  | 2050-2Ply |  | 20x50 | 20 | 50 |  |  | 8 | f
| Active | Inventory Part | 2050-3Ply | 20x50 3-Ply Poly Panel | Tax | Sales | Cost of Goods Sold | Inventory:Inventory Asset | 0 | 20x50 3-Ply Poly Panel | 2 | 10.34 | M.L. Filters |  | 17.55 |  | 2050-3Ply |  | 20x50 | 20 | 50 |  |  | 8 | f
| Active | Inventory Part | 2060-2Ply | 20x60 2-Ply Poly Panel | Tax | Sales | Cost of Goods Sold | Inventory:Inventory Asset | 0 | 20x60 2-Ply Poly Panel | 0 | 12 | M.L. Filters |  | 18.46 |  | 2060-2Ply |  | 20x60 | 20 | 60 |  |  | 8 | f
| Active | Inventory Part | 2060-3Ply | 20x60 3-Ply Poly Panel | Tax | Sales | Cost of Goods Sold | Inventory:Inventory Asset | 0 | 20x60 3-Ply Poly Panel | 0 | 13.47 | M.L. Filters |  | 21.02 |  | 2060-3Ply |  | 20x60 | 20 | 60 |  |  | 8 | f
| Active | Inventory Part | 2064-2PLY-3L | 20x64 2-Ply Poly Link | Tax | Sales | Cost of Goods Sold | Inventory:Inventory Asset | 0 | 20x64 2-Ply Poly Link | 0 | 8.97 | M.L. Filters |  | 19.02 |  | 2064-2PLY-3L |  | 20x64 | 20 | 64 |  |  | 8 | f
| Active | Inventory Part | 2072-2ply | 20x72 2-Ply Poly Panel | Tax | Sales | Cost of Goods Sold | Inventory:Inventory Asset | 0 | 20x72 2-Ply Poly Panel | 5 | 13.41 | M.L. Filters |  | 20.63 |  | 2072-2ply |  | 20x72 | 20 | 72 |  |  | 8 | f
| Active | Inventory Part | 2072-3ply | 20x72 3-Ply Poly Panel | Tax | Sales | Cost of Goods Sold | Inventory:Inventory Asset | 0 | 20x72 MZP 3-Ply Poly Panel | 0 | 14.76 | M.L. Filters |  | 26.14 |  | 2072-3ply |  | 20x72 | 20 | 72 |  |  | 8 | f
| Active | Inventory Part | 2075-2Ply | 20x75 2-Ply Poly Panel | Tax | Sales | Cost of Goods Sold | Inventory:Inventory Asset | 0 | 20x75 2-Ply Poly Panel | 0 | 13.65 | M.L. Filters |  | 21 |  | 2075-2Ply |  | 20x75 | 20 | 75 |  |  | 8 | f
| Active | Inventory Part | 2075W-2PLY-3L | 20x75 2 Ply Poly Panel | Tax | Sales | Cost of Goods Sold | Inventory:Inventory Asset | 0 |  | 0 | 0 | M.L. Filters |  | 22.62 |  |  |  | 20x75 | 20 | 75 |  |  | 8 | f
| Active | Inventory Part | 2075W-3PLY-3L | 20x75 3 Ply Poly Panel | Tax | Sales | Cost of Goods Sold | Inventory:Inventory Asset | 0 |  | 0 | 0 | M.L. Filters |  | 22.62 |  |  |  | 20x75 | 20 | 75 |  |  | 8 | f
| Active | Inventory Part | 2080-2ply | 20x80 2-Ply Poly Panel | Tax | Sales | Cost of Goods Sold | Inventory:Inventory Asset | 0 | 20x80 2-Ply Poly Panel | -4 | 14.4 | M.L. Filters |  | 22.45 |  | 2080-2ply |  | 20x80 | 20 | 80 |  |  | 8 | f
| Active | Inventory Part | 2084-2PLY-4L | 20x84 2-Ply Poly Link | Tax | Sales | Cost of Goods Sold | Inventory:Inventory Asset | 0 | 20x84 2-Ply Poly Link | 0 | 18.97 | M.L. Filters |  | 37.94 |  | 2084-2PLY-4L |  | 20x84 | 20 | 84 |  |  | 8 | f
| Active | Inventory Part | 2094-2Ply | 20x94 MERV 9, 2-Ply Poly Link w/Antimicrobial | Tax | Sales | Cost of Goods Sold | Inventory:Inventory Asset | 0 | 20x94 MERV 9, 2-Ply Poly Link w/Antimicrobial | 0 | 0 | M.L. Filters |  | 39.94 |  | 2094-2Ply |  | 20x94 | 20 | 94 |  | MERV 9 | 9 | f
| Active | Inventory Part | 2098-2Ply | 20x98 MERV 9, 2-Ply Poly Link w/Antimicrobial | Tax | Sales | Cost of Goods Sold | Inventory:Inventory Asset | 0 | 20x98 MERV 9, 2-Ply Poly Link w/Antimicrobial | 0 | 0 | M.L. Filters |  | 36.85 |  | 2098-2Ply |  | 20x98 | 20 | 98 |  | MERV 9 | 9 | f
| Active | Inventory Part | 2121-2ply | 21x21 2-Ply Poly Panel | Tax | Sales | Cost of Goods Sold | Inventory:Inventory Asset | 0 | 21x21 2-Ply Poly Panel | 2 | 5.6 | M.L. Filters |  | 7.34 |  | 2121-2ply |  | 21x21 | 21 | 21 |  |  | 8 | f
| Active | Inventory Part | 2121-3ply | 21x21 3-Ply Poly Panel | Tax | Sales | Cost of Goods Sold | Inventory:Inventory Asset | 0 | 21x21 MZP 3-Ply Poly Panel | 0 | 5.6 | M.L. Filters |  | 7.34 |  | 2121-3ply |  | 21x21 | 21 | 21 |  |  | 8 | f
| Active | Inventory Part | 2123-2ply | 21x23 1/2 2-Ply Poly Panel | Tax | Sales | Cost of Goods Sold | Inventory:Inventory Asset | 0 | 21x23 1/2 2-Ply Poly Panel | 34 | 5.7 | M.L. Filters |  | 7.65 |  | 2123-2ply |  | 21x23 1/2 | 21 | 23.5 |  |  | 8 | f
| Active | Inventory Part | 2123-3ply | 21x23 1/2 3-Ply Poly Panel | Tax | Sales | Cost of Goods Sold | Inventory:Inventory Asset | 0 | 21x23 1/2 3-Ply Poly Panel | 0 | 5.6 | M.L. Filters |  | 9.83 |  | 2123-3ply |  | 21x23 1/2 | 21 | 23.5 |  |  | 8 | f
| Active | Inventory Part | 2224-2PLY | 22x24 2-Ply Panel | Tax | Sales | Cost of Goods Sold | Inventory:Inventory Asset | 0 | 22x24 2-Ply Panel | 64 | 4.97 | M.L. Filters |  | 7.44 |  | 2224-2PLY |  | 22x24 | 22 | 24 |  |  | 8 | f
| Active | Inventory Part | 2226-2ply | 22x26 2-Ply Poly Panel | Tax | Sales | Cost of Goods Sold | Inventory:Inventory Asset | 0 | 22x26 2-Ply Poly Panel | 0 | 5.8 | M.L. Filters |  | 9.22 |  | 2226-2ply |  | 22x26 | 22 | 26 |  |  | 8 | f
| Not-active | Inventory Part | 2236-5050WW-P | 22x36 2-Ply Panel | Tax | Sales | Cost of Goods Sold | Inventory:Inventory Asset | 0 | 22x36 2-Ply Panel | 0 | 2.67 | M.L. Filters |  | 7.44 |  | 2236-5050WW-P |  | 22x36 | 22 | 36 |  |  | 8
| Active | Inventory Part | 24.24.2 Nova Pleat | 24x24x2 NovaPleat No Wire | Tax | Sales | Cost of Goods Sold | Inventory:Inventory Asset | 0 | 24x24x2 NovaPleat No Wire | 0 | 6.35 | Commercial Filters Sales |  | 6.41 |  | 24.24.2 Nova Pleat |  | 24x24x2 | 24 | 24 | 2 |  | 8 | f
| Active | Inventory Part | 24105-2Ply | 24x105 2-Ply Poly Panel | Tax | Sales | Cost of Goods Sold | Inventory:Inventory Asset | 0 | 24x105 2-Ply Poly Panel | 0 |  | M.L. Filters |  | 37.24 |  | 24105-2Ply |  | 24x105 | 24 | 105 |  |  | 8 | f
| Active | Inventory Part | 24110-2ply | 24x110 2Ply Poly Panel | Tax | Sales | Cost of Goods Sold | Inventory:Inventory Asset | 0 | 24x110 2Ply Poly Panel | 2 | 24.85 | M.L. Filters |  | 40.24 |  | 24110-2ply |  | 24x110 | 24 | 110 |  |  | 8 | f
| Active | Inventory Part | 24110-3ply | 24x110 3-Ply Poly Panel | Tax | Sales | Cost of Goods Sold | Inventory:Inventory Asset | 0 | 24x110 3-Ply Poly Panel | 0 | 34.19 | M.L. Filters |  | 48.84 |  | 24110-3ply |  | 24x110 | 24 | 110 |  |  | 8 | f
| Active | Inventory Part | 24114-2ply | 24x114 2 Ply Poly Link | Tax | Sales | Cost of Goods Sold | Inventory:Inventory Asset | 0 | 24x114 2 Ply Poly Link | 0 |  | M.L. Filters |  | 33.55 |  | 24114-2ply |  | 24x114 | 24 | 114 |  |  | 8 | f
| Active | Inventory Part | 24120-2Ply | 120x24 2-Ply Poly Link | Tax | Sales | Cost of Goods Sold | Inventory:Inventory Asset | 0 | 120x24 2-Ply Poly Link | 27 | 24.85 | M.L. Filters |  | 38.23 |  | 24120-2Ply |  | 120x24 | 120 | 24 |  |  | 8 | f
| Active | Inventory Part | 24120-3ply | 24x120 3-Ply Poly Panel | Tax | Sales | Cost of Goods Sold | Inventory:Inventory Asset | 0 | 24x120 MZP 3-Ply Poly Panel | 0 | 32.66 | M.L. Filters |  | 50.24 |  | 24120-3ply |  | 24x120 | 24 | 120 |  |  | 8 | f
| Active | Inventory Part | 24120W-3PLY-5L | 24x120 3 Ply Poly Panel | Tax | Sales | Cost of Goods Sold | Inventory:Inventory Asset | 0 |  | 0 | 0 | M.L. Filters |  | 36.78 |  |  |  | 24x120 | 24 | 120 |  |  | 8 | f
| Active | Inventory Part | 24140W-2PLY-7L | 24x140 2 Ply Poly Panel | Tax | Sales | Cost of Goods Sold | Inventory:Inventory Asset | 0 | 24x140 2 Ply Poly Panel | 0 | 0 | M.L. Filters |  | 37.02 |  |  |  | 24x140 | 24 | 140 |  |  | 8 | f
| Active | Inventory Part | 24140W-3PLY-7L | 24x140 3 Ply Poly Panel | Tax | Sales | Cost of Goods Sold | Inventory:Inventory Asset | 0 | 24x140 3 Ply Poly Panel | 0 | 0 | M.L. Filters |  | 37.02 |  |  |  | 24x140 | 24 | 140 |  |  | 8 | f
| Active | Inventory Part | 24144-2PLY-6L | 24x144 2 Ply Poly Panel | Tax | Sales | Cost of Goods Sold | Inventory:Inventory Asset | 0 | 24x144 2 Ply Poly Panel | 0 | 0 | M.L. Filters |  | 40.32 |  |  |  | 24x144 | 24 | 144 |  |  | 8 | f
| Active | Inventory Part | 24144-3PLY-6L | 24x144 3 Ply Poly Panel | Tax | Sales | Cost of Goods Sold | Inventory:Inventory Asset | 0 | 24x144 3 Ply Poly Panel | 0 | 0 | M.L. Filters |  | 40.32 |  |  |  | 24x144 | 24 | 144 |  |  | 8 | f
| Active | Inventory Part | 24192W-2PLY-6L | 24x192 2 Ply Poly Panel | Tax | Sales | Cost of Goods Sold | Inventory:Inventory Asset | 0 | 24x192 2 Ply Poly Panel | 0 | 0 | M.L. Filters |  | 53.76 |  |  |  | 24x192 | 24 | 192 |  |  | 8 | f
| Active | Inventory Part | 24192W-3PLY-6L | 24x192 3 Ply Poly Panel | Tax | Sales | Cost of Goods Sold | Inventory:Inventory Asset | 0 | 24x192 3 Ply Poly Panel | 0 | 0 | M.L. Filters |  | 53.76 |  |  |  | 24x192 | 24 | 192 |  |  | 8 | f
| Active | Inventory Part | 2424-2ply | 24x24 2-Ply Poly Panel | Tax | Sales | Cost of Goods Sold | Inventory:Inventory Asset | 0 | 24x24 MZP 2-Ply Poly Panel | 3547 | 5.74 | M.L. Filters |  | 7.75 |  | 2424-2ply |  | 24x24 | 24 | 24 |  |  | 8 | f
| Active | Inventory Part | 2424-3ply | 24x24 3-Ply Poly Panel | Tax | Sales | Cost of Goods Sold | Inventory:Inventory Asset | 0 | 24x24 MZP 3-Ply Poly Panel | 1988 | 5.6 | M.L. Filters |  | 7.67 |  | 2424-3ply |  | 24x24 | 24 | 24 |  |  | 8 | f
| Active | Inventory Part | 2424-5050WW-P | 24x24 Poly Panels 2 Ply | Tax | Sales | Cost of Goods Sold | Inventory:Inventory Asset | 0 | 24x24 Poly Panels 2 Ply | 0 | 4.68 | M.L. Filters |  | 0 |  |  |  | 24x24 | 24 | 24 |  |  | 8 | f
| Active | Inventory Part | 2424W-3PLY-P | 24x24- 3 Ply Poly Panels | Tax | Sales | Cost of Goods Sold | Inventory:Inventory Asset | 0 | 24x24- 3 Ply Poly Panels | 0 | 0 | M.L. Filters |  | 0 |  |  |  | 24x24 | 24 | 24 |  |  | 8 | f
| Active | Inventory Part | 2430-2ply | 24x30 2-Ply Poly Panel | Tax | Sales | Cost of Goods Sold | Inventory:Inventory Asset | 0 | 24x30 MZP 2-Ply Poly Panel | 0 | 6.02 | M.L. Filters |  | 9.56 |  | 2430-2ply |  | 24x30 | 24 | 30 |  |  | 8 | f
| Active | Inventory Part | 2435-2ply | 24 1/2 x 35 1/2 2-Ply Poly Panel | Tax | Sales | Cost of Goods Sold | Inventory:Inventory Asset | 0 | 24 1/2 x 35 1/2 2-Ply Poly Panel | 0 | 8.5 | M.L. Filters |  | 13.08 |  | 2435-2ply |  | 24 1/2 x 35 1/2 | 24.5 | 35.5 |  |  | 8 | f
| Active | Inventory Part | 2448-2ply | 24x48 2 Ply Poly Panel | Tax | Sales | Cost of Goods Sold | Inventory:Inventory Asset | 0 | 24x48 2 Ply Poly Panel | -4 | 9.94 | M.L. Filters |  | 16.83 |  | 2448-2ply |  | 24x48 | 24 | 48 |  |  | 8 | f
| Active | Inventory Part | 2448W - 3PLY - 2L | 24x48 3 Ply Poly Panel | Tax | Sales | Cost of Goods Sold | Inventory:Inventory Asset | 0 | 24x48 3 Ply Poly Panel | 0 | 12.12 | M.L. Filters |  | 12.12 |  | 2448W - 3PLY - 2L |  | 24x48 | 24 | 48 |  |  | 8 | f
| Active | Inventory Part | 2460-2Ply | 24x60 2-Ply Poly Panel | Tax | Sales | Cost of Goods Sold | Inventory:Inventory Asset | 0 | 24x60 2-Ply Poly Panel | 0 | 13.8 | M.L. Filters |  | 21.23 |  | 2460-2Ply |  | 24x60 | 24 | 60 |  |  | 8 | f
| Active | Inventory Part | 2460-3Ply | 24x60 3-Ply Poly Panel Special | Tax | Sales | Cost of Goods Sold | Inventory:Inventory Asset | 0 | 24x60 3-Ply Poly Panel Special | 0 | 16.8 | M.L. Filters |  | 26.14 |  | 2460-3Ply |  | 24x60 | 24 | 60 |  |  | 8 | f
| Active | Inventory Part | 2472-3Ply | 24x72 3-Ply Poly Panel Special | Tax | Sales | Cost of Goods Sold | Inventory:Inventory Asset | 0 | 24x72 3-Ply Poly Panel Special | 0 | 16.8 | M.L. Filters |  | 25.73 |  | 2472-3Ply |  | 24x72 | 24 | 72 |  |  | 8 | f
| Active | Inventory Part | 2480-3ply-4L | 24" X 80" 3 PLY LINK FILTER | Tax | Sales | Cost of Goods Sold | Inventory:Inventory Asset | 0 | 24" X 80" 3 PLY LINK FILTER ( 4 PANELS 24X20) | 0 | 20.44 | M.L. Filters |  | 31.44 |  | 2480-3ply-4L |  | 24" X 80" | 24 | 80 |  |  | 8 | f
| Active | Inventory Part | 2484-3ply | 24x84 3-Ply Poly Panel | Tax | Sales | Cost of Goods Sold | Inventory:Inventory Asset | 0 | 24x84 MZP 3-Ply Poly Panel | 0 | 22.64 | M.L. Filters |  | 34.85 |  | 2484-3ply |  | 24x84 | 24 | 84 |  |  | 8 | f
| Active | Inventory Part | 2496-2ply | 24x96 2Ply Poly Panel | Tax | Sales | Cost of Goods Sold | Inventory:Inventory Asset | 0 | 24x96 2Ply Poly Panel | 6 | 19.88 | M.L. Filters |  | 31.62 |  | 2496-2ply |  | 24x96 | 24 | 96 |  |  | 8 | f
| Active | Inventory Part | 2496-3Ply | 24x96 3-Ply Poly Panel Special | Tax | Sales | Cost of Goods Sold | Inventory:Inventory Asset | 0 | 24x96 3-Ply Poly Panel Special | 0 | 22.4 | M.L. Filters |  | 33.2 |  | 2496-3Ply |  | 24x96 | 24 | 96 |  |  | 8 | f
| Active | Inventory Part | 2496W - 3PLY - 4L | 24" X 96" 3 PLY LINK FILTER | Tax | Sales | Cost of Goods Sold | Inventory:Inventory Asset | 0 | 24" X 96" 3 PLY LINK FILTER | 0 | 22.12 | M.L. Filters |  | 34.03 |  | 2496W - 3PLY - 4L |  | 24" X 96" | 24 | 96 |  |  | 8 | f
| Active | Inventory Part | 251/2361/2-2ply | 24 1/2 x 35 1/2 2-Ply Poly Panel | Tax | Sales | Cost of Goods Sold | Inventory:Inventory Asset | 0 | 24 1/2 x 35 1/2 2-Ply Poly Panel | 0 | 9.44 | M.L. Filters |  | 14.82 |  | 251/2361/2-2ply |  | 24 1/2 x 35 1/2 | 24.5 | 35.5 |  |  | 8 | f
| Active | Inventory Part | 25100-2ply | 25x100 2-Ply Poly Panel | Tax | Sales | Cost of Goods Sold | Inventory:Inventory Asset | 0 | 25x100 2-Ply Poly Panel | -2 | 23.77 | M.L. Filters |  | 36.86 |  | 25100-2ply |  | 25x100 | 25 | 100 |  |  | 8 | f
| Active | Inventory Part | 25140-2PLY-7L | 25x140 2-Ply Poly Link-7L | Tax | Sales | Cost of Goods Sold | Inventory:Inventory Asset | 0 | 25x140 2-Ply Poly Link-7L | -2 | 0 | M.L. Filters |  | 65.33 |  | 25140-2PLY-7L |  | 25x140 | 25 | 140 |  |  | 8 | f
| Active | Inventory Part | 2525-2Ply | 25x25 2-Ply Panel | Tax | Sales | Cost of Goods Sold | Inventory:Inventory Asset | 0 | 25x25 2-Ply Panel | 382 | 5.35 | M.L. Filters |  | 8.65 |  | 2525-2Ply |  | 25x25 | 25 | 25 |  |  | 8 | f
| Active | Inventory Part | 2525-3ply | 25x25 3-Ply Poly Panel | Tax | Sales | Cost of Goods Sold | Inventory:Inventory Asset | 0 | 25x25 MZP 3-Ply Poly Panel | 230 | 6.53 | M.L. Filters |  | 8.08 |  | 2525-3ply |  | 25x25 | 25 | 25 |  |  | 8 | f
| Active | Inventory Part | 2527-2Ply | 25x27 2-Ply Panel | Tax | Sales | Cost of Goods Sold | Inventory:Inventory Asset | 0 | 25x27 2-Ply Panel | 67 | 5.62 | M.L. Filters |  | 9.66 |  | 2527-2Ply |  | 25x27 | 25 | 27 |  |  | 8 | f
| Active | Inventory Part | 2527-5050WW-P | 25x27 2-Ply Panel | Tax | Sales | Cost of Goods Sold | Inventory:Inventory Asset | 0 | 25x27 2-Ply Panel | 0 | 4.83 | M.L. Filters |  | 7.44 |  | 2527-5050WW-P |  | 25x27 | 25 | 27 |  |  | 8 | f
| Active | Inventory Part | 2530-2ply | 25x30 MZP 2-Ply Poly Panel | Tax | Sales | Cost of Goods Sold | Inventory:Inventory Asset | 0 | 25x30 MZP 2-Ply Poly Panel | 0 | 6.29 | M.L. Filters |  | 5.01 |  | 2530-2ply |  | 25x30 | 25 | 30 |  |  | 8 | f
| Active | Inventory Part | 2532-2ply | 25x32 2ply Poly Panel | Tax | Sales | Cost of Goods Sold | Inventory:Inventory Asset | 0 | 25x32 2ply Poly Panel | 37 | 8.12 | M.L. Filters |  | 12.74 |  | 2532-2ply |  | 25x32 | 25 | 32 |  |  | 8 | f
| Active | Inventory Part | 2532-3ply | 25x32-3ply Poly Panel | Tax | Sales | Cost of Goods Sold | Inventory:Inventory Asset | 0 | 25x32-3ply Poly Panel | 0 | 9 | M.L. Filters |  | 14.14 |  | 2532-3ply |  | 25x32 | 25 | 32 |  |  | 8 | f
| Active | Inventory Part | 2548-2ply | 25x48 2 Ply Poly Panel | Tax | Sales | Cost of Goods Sold | Inventory:Inventory Asset | 0 | 25x48 2 Ply Poly Panel | 3 | 11.01 | M.L. Filters |  | 16.83 |  | 2448-2ply |  | 25x48 | 25 | 48 |  |  | 8 | f
| Active | Inventory Part | 2548-3ply | 25x48 3-Ply Poly Panel | Tax | Sales | Cost of Goods Sold | Inventory:Inventory Asset | 0 | 25x48 3-Ply Poly Panel | 2 |  | M.L. Filters |  | 19.3 |  | 2548-3ply |  | 25x48 | 25 | 48 |  |  | 8 | f
| Active | Inventory Part | 2552-2ply | 25x52 2ply Poly Panel | Tax | Sales | Cost of Goods Sold | Inventory:Inventory Asset | 0 | 25x52 2ply Poly Panel | 0 | 11.05 | M.L. Filters |  | 17.32 |  | 2552-2ply |  | 25x52 | 25 | 52 |  |  | 8 | f
| Active | Inventory Part | 2552-3Ply | 25x52 3-Ply Poly Panel Special | Tax | Sales | Cost of Goods Sold | Inventory:Inventory Asset | 0 | 25x52 3-Ply Poly Panel Special | 0 | 16.8 | M.L. Filters |  | 26.14 |  | 2552-3Ply |  | 25x52 | 25 | 52 |  |  | 8 | f
| Active | Inventory Part | 2560-2ply | 25x60 2-Ply Poly Panel | Tax | Sales | Cost of Goods Sold | Inventory:Inventory Asset | 0 | 25x60 2-Ply Poly Panel | 21 | 15.28 | M.L. Filters |  | 23.5 |  | 2560-2ply |  | 25x60 | 25 | 60 |  |  | 8 | f
| Active | Inventory Part | 2560-3ply | 25x60 3-Ply Poly Panel | Tax | Sales | Cost of Goods Sold | Inventory:Inventory Asset | 0 | 25x60 3-Ply Poly Panel | 0 |  | M.L. Filters |  | 21.96 |  | 2560-3ply |  | 25x60 | 25 | 60 |  |  | 8 | f
| Active | Inventory Part | 2563-2Ply | 25x63 MERV 9, 2-Ply Poly Link w/Antimicrobial | Tax | Sales | Cost of Goods Sold | Inventory:Inventory Asset | 0 | 25x63 MERV 9, 2-Ply Poly Link w/Antimicrobial | 0 | 0 | M.L. Filters |  | 29.75 |  | 2563-2Ply |  | 25x63 | 25 | 63 |  | MERV 9 | 9 | f
| Active | Inventory Part | 2575-2ply | 25x75 2-Ply Poly Panel | Tax | Sales | Cost of Goods Sold | Inventory:Inventory Asset | 0 | 25x75 2-Ply Poly Panel | -2 |  | M.L. Filters |  | 38.93 |  | 2575-2ply |  | 25x75 | 25 | 75 |  |  | 8 | f
| Active | Inventory Part | 2578-2Ply | 25x78 MERV 9, 2-Ply Poly Link w/Antimicrobial | Tax | Sales | Cost of Goods Sold | Inventory:Inventory Asset | 0 | 25x78 MERV 9, 2-Ply Poly Link w/Antimicrobial | 0 | 0 | M.L. Filters |  | 38.93 |  | 2578-2Ply |  | 25x78 | 25 | 78 |  | MERV 9 | 9 | f
| Active | Inventory Part | 2590-2PLY-5L | 25x90 2-Ply Poly Panel | Tax | Sales | Cost of Goods Sold | Inventory:Inventory Asset | 0 | 25x90 2-Ply Poly Panel | -8 | 0 | M.L. Filters |  | 42.36 |  | 2590-2PLY-5L |  | 25x90 | 25 | 90 |  |  | 8 | f
| Active | Inventory Part | 2596W-2PLY-4L | 25x96 2 Ply Poly Panel | Tax | Sales | Cost of Goods Sold | Inventory:Inventory Asset | 0 | 25x96 2 Ply Poly Panel | 0 | 0 | M.L. Filters |  | 33.52 |  |  |  | 25x96 | 25 | 96 |  |  | 8 | f
| Active | Inventory Part | 2596W-3PLY-4L | 25x96 3 Ply Poly Panel | Tax | Sales | Cost of Goods Sold | Inventory:Inventory Asset | 0 | 25x96 3 Ply Poly Panel | 0 | 0 | M.L. Filters |  | 33.52 |  |  |  | 25x96 | 25 | 96 |  |  | 8 | f
| Active | Inventory Part | 2597-2Ply | 25x97 MERV 9, 2-Ply Poly Link w/Antimicrobial | Tax | Sales | Cost of Goods Sold | Inventory:Inventory Asset | 0 | 25x97 MERV 9, 2-Ply Poly Link w/Antimicrobial | 0 | 0 | M.L. Filters |  | 45.35 |  | 2597-2Ply |  | 25x97 | 25 | 97 |  | MERV 9 | 9 | f
| Active | Inventory Part | 2634-2Ply | 26x34 2-Ply Poly Panel | Tax | Sales | Cost of Goods Sold | Inventory:Inventory Asset | 0 | 26x34 2-Ply Poly Panel | 29 | 9.55 | M.L. Filters |  | 25.26 |  | 2634-2Ply |  | 26x34 | 26 | 34 |  |  | 8 | f
| Active | Inventory Part | 280001224 | 12x24 2-Ply FB Gold Panel | Tax | Sales | Cost of Goods Sold | Inventory:Inventory Asset | 0 | 12x24 2-Ply FB Gold Panel | 1496 | 2.89 | Fiber Bond Corporation |  | 4.23 |  | 280001224 |  | 12x24 | 12 | 24 |  |  | 8 | f
| Active | Inventory Part | 280001625 | 16x25 2-Ply Gold Panel | Tax | Sales | Cost of Goods Sold | Inventory:Inventory Asset | 0 | 16x25 2-Ply Gold Panel | 24 | 3.58 | Fiber Bond Corporation |  | 5.23 |  | 280001625 |  | 16x25 | 16 | 25 |  |  | 8 | f
| Active | Inventory Part | 280002020 | 20x20 2-Ply Gold Panel | Tax | Sales | Cost of Goods Sold | Inventory:Inventory Asset | 0 | 20x20 2-Ply Gold Panel | 595 | 3.69 | Fiber Bond Corporation |  | 5.4 |  | 280002020 |  | 20x20 | 20 | 20 |  |  | 8 | f
| Active | Inventory Part | 280002024 | 20x24 2-Ply Gold Panel | Tax | Sales | Cost of Goods Sold | Inventory:Inventory Asset | 0 | 20x24 2-Ply Gold Panel | 515 | 4.04 | Fiber Bond Corporation |  | 5.92 |  | 280002024 |  | 20x24 | 20 | 24 |  |  | 8 | f
| Active | Inventory Part | 280002025 | 20x25 2-Ply Gold Panel | Tax | Sales | Cost of Goods Sold | Inventory:Inventory Asset | 0 | 20x25 2-Ply Gold Panel | 504 | 4.2 | Fiber Bond Corporation |  | 6.15 |  | 280002025 |  | 20x25 | 20 | 25 |  |  | 8 | f
| Active | Inventory Part | 280002424 | 24x24 2-Ply Gold Panel | Tax | Sales | Cost of Goods Sold | Inventory:Inventory Asset | 0 | 24x24 2-Ply Gold Panel | 4758 | 4.72 | Fiber Bond Corporation |  | 6.9 |  | 280002424 |  | 24x24 | 24 | 24 |  |  | 8 | f
| Active | Inventory Part | 2829-3ply | 28.5x29.5 3-Ply Poly Panel | Tax | Sales | Cost of Goods Sold | Inventory:Inventory Asset | 0 | 28.5x29.5 3-Ply Poly Panel | 0 | 4.49 | M.L. Filters |  | 14.6 |  | 2829-3ply |  | 28.5x29.5 | 28.5 | 29.5 |  |  | 8 | f
| Active | Inventory Part | 3045-3ply | 30x45 3-Ply Poly Panel | Tax | Sales | Cost of Goods Sold | Inventory:Inventory Asset | 0 | 30x45 3-Ply Poly Panel | 0 |  | M.L. Filters |  | 21.96 |  | 3045-3ply |  | 30x45 | 30 | 45 |  |  | 8 | f
| Active | Inventory Part | 331-946-148 | 24x24x12 VARICEL SH MERV 14 | Tax | Sales | Cost of Goods Sold | Inventory:Inventory Asset | 0 | 24x24x12 VARICEL SH MERV 14 | 0 | 99.43 | AAF/Flanders Corporation |  | 153.96 |  | 331-946-148 |  | 24x24x12 | 24 | 24 | 12 | MERV 14 | 14 | f
| Active | Inventory Part | 331-946-150 | 12x24x12 VARICEL SH MERV 14 | Tax | Sales | Cost of Goods Sold | Inventory:Inventory Asset | 0 | 12x24x12 VARICEL SH MERV 14 | 0 | 68.51 | AAF/Flanders Corporation |  | 97.88 |  | 331-946-150 |  | 12x24x12 | 12 | 24 | 12 | MERV 14 | 14 | f
| Active | Inventory Part | 40-2160 | 102" Galv. Strut | Tax | Sales | Cost of Goods Sold | Inventory:Inventory Asset | 0 | 102" Galv. Strut | 9 | 259.2 | UVDI UltraViolet Devices, Inc. |  | 784 |  | 40-2160 | [7 empty] | a
| Active | Inventory Part | 40-2170 | 53" Galv. Strut | Tax | Sales | Cost of Goods Sold | Inventory:Inventory Asset | 0 | 53" Galv. Strut | 4 | 144 | UVDI UltraViolet Devices, Inc. |  | 784 |  | 40-2170 | [7 empty] | a
| Active | Inventory Part | 40-6212-20 | 40-6212-20 Single 21" Encapsulated..V MAX SST. 21" w/ 10' lead | Tax | Sales | Cost of Goods Sold | Inventory:Inventory Asset | 0 | 40-6212-20 Single 21" Encapsulated..V MAX SST. 21" w/ 10' lead | 0 | 533.4 | UVDI UltraViolet Devices, Inc. |  | 889 |  | 40-6212-20 | [7 empty] | a
| Active | Inventory Part | 40-6214-05 | UV Bulb 21" Standard Dual | Tax | Sales | Cost of Goods Sold | Inventory:Inventory Asset | 0 | UV Bulb 21" Standard Dual | 0 | 353.4 | UVDI UltraViolet Devices, Inc. |  | 889 |  | 40-6214-05 | [7 empty] | a
| Active | Inventory Part | 40-6333-05 | UV Bulb 33" Standard Single | Tax | Sales | Cost of Goods Sold | Inventory:Inventory Asset | 0 | UV Bulb 33" Standard Single | 0 | 256.8 | UVDI UltraViolet Devices, Inc. |  | 784 |  | 40-6333-05 | [7 empty] | a
| Active | Inventory Part | 40-6334-05 | UV Bulb 33" Standard Dual | Tax | Sales | Cost of Goods Sold | Inventory:Inventory Asset | 0 | UV Bulb 33" Standard Dual | 0 | 385.2 | UVDI UltraViolet Devices, Inc. |  | 784 |  | 40-6334-05 | [7 empty] | a
| Active | Inventory Part | 40-6611-20 | 40-6611-20 Single 61" Encapsulated..V MAX SST. 61" w/ 10' lead | Tax | Sales | Cost of Goods Sold | Inventory:Inventory Asset | 0 | 40-6611-20 Single 61" Encapsulated..V MAX SST. 61" w/ 10' lead | 0 | 470.4 | UVDI UltraViolet Devices, Inc. |  | 784 |  | 40-6611-20 | [7 empty] | a
| Active | Inventory Part | 40-6612-05 | UV Bulb 61" Standard Single | Tax | Sales | Cost of Goods Sold | Inventory:Inventory Asset | 0 | UV Bulb 61" Standard Single | 0 | 366 | UVDI UltraViolet Devices, Inc. |  | 784 |  | 40-6612-05 | [7 empty] | a
| Active | Inventory Part | 4040-2ply | 40x40 2-Ply Poly Panel | Tax | Sales | Cost of Goods Sold | Inventory:Inventory Asset | 0 | 40x40 2-Ply Poly Panel | 0 | 16.36 | M.L. Filters |  | 25.16 |  | 4040-2ply |  | 40x40 | 40 | 40 |  |  | 8 | f
| Active | Inventory Part | 42-1000-02 | 20 AMP Door Switch | Tax | Sales | Cost of Goods Sold | Inventory:Inventory Asset | 0 | 20 AMP Door Switch | 0 | 481.8 | UVDI UltraViolet Devices, Inc. |  | 784 |  | 42-1000-02 | [7 empty] | a
| Active | Inventory Part | 4250-2Ply | 42x50 2-Ply Poly Panel | Tax | Sales | Cost of Goods Sold | Inventory:Inventory Asset | 0 | 42x50 2-Ply Poly Panel | 9 | 14.38 | M.L. Filters |  | 35.32 |  | 4250-2Ply |  | 42x50 | 42 | 50 |  |  | 8 | f
| Active | Inventory Part | 810-2ply | 8x10 2-Ply Poly Panel | Tax | Sales | Cost of Goods Sold | Inventory:Inventory Asset | 0 | 8x10 2-Ply Poly Panel | 50 | 3.28 | M.L. Filters |  |  |  | 810-2ply |  | 8x10 | 8 | 10 |  |  | 8 | f
| Active | Inventory Part | 814-2ply | 8x14 2-Ply Poly Panel | Tax | Sales | Cost of Goods Sold | Inventory:Inventory Asset | 0 | 8x14 2-Ply Poly Panel | 25 | 3.41 | M.L. Filters |  |  |  | 814-2ply |  | 8x14 | 8 | 14 |  |  | 8 | f
| Active | Inventory Part | 820-2ply | 8x20 2-Ply Poly Panel | Tax | Sales | Cost of Goods Sold | Inventory:Inventory Asset | 0 | 8x20 2-Ply Poly Panel | 0 | 3.51 | M.L. Filters |  | 5.4 |  | 820-2ply |  | 8x20 | 8 | 20 |  |  | 8 | f
| Active | Inventory Part | 820-3ply | 8x20 3-Ply Poly Panel | Tax | Sales | Cost of Goods Sold | Inventory:Inventory Asset | 0 | 8x20 MZP 3-Ply Poly Panel | 0 | 3.69 | M.L. Filters |  | 5.27 |  | 820-3ply |  | 8x20 | 8 | 20 |  |  | 8 | f
| Active | Inventory Part | 934-2ply | 9x34 Special 2-Ply Poly Panel | Tax | Sales | Cost of Goods Sold | Inventory:Inventory Asset | 0 | 9x34 Special 2-Ply Poly Panel | 0 | 6.48 | M.L. Filters |  | 9.96 |  | 934-2ply |  | 9x34 | 9 | 34 |  |  | 8 | f
| Active | Inventory Part | 961-3ply | 9x61.25 3-Ply Poly Panel | Tax | Sales | Cost of Goods Sold | Inventory:Inventory Asset | 0 | 9x61.25 3-Ply Poly Panel | 0 | 4.49 | M.L. Filters |  | 16.3 |  | 961-3ply |  | 9x61.25 | 9 | 61.25 |  |  | 8 | f
| Active | Inventory Part | 962-2ply | 9x62 MZP 2-Ply Poly Panel | Tax | Sales | Cost of Goods Sold | Inventory:Inventory Asset | 0 | 9x62 MZP 2-Ply Poly Panel | 8 | 10.04 | M.L. Filters |  | 8.2 |  | 962-2ply |  | 9x62 | 9 | 62 |  |  | 8 | f
| Active | Inventory Part | 963-2ply | 9x63 2-Ply Poly Panel | Tax | Sales | Cost of Goods Sold | Inventory:Inventory Asset | 0 | 9x63 2-Ply Poly Panel | 16 | 11.2 | M.L. Filters |  | 16.42 |  | 963-2ply |  | 9x63 | 9 | 63 |  |  | 8 | f
| Active | Inventory Part | 99-2ply | 9x9x1 2-Ply Poly Panel | Tax | Sales | Cost of Goods Sold | Inventory:Inventory Asset | 0 | 9x9x1 2-Ply Poly Panel | 0 | 5 | M.L. Filters |  | 5 |  | 99-2ply |  | 9x9x1 | 9 | 9 | 1 |  | 8 | f
| Active | Inventory Part | 99-4-00-00-36 | RSE15 Puracarb Equivalent | Tax | Sales | Cost of Goods Sold | Inventory:Inventory Asset | 0 | RSE15 Puracarb Media equiv | 2250 | 2.235 | RSE Incorporated |  | 4.47 |  | 99-4-00-00-36 | [7 empty] | f
| Active | Inventory Part | 99-4-00-00-58 | PCBAM, Puracarb AM Media | Tax | Sales | Cost of Goods Sold | Inventory:Inventory Asset | 0 | PCBAM, Puracarb AM Media | 1200 | 2.2 | RSE Incorporated |  | 4.4 |  | 99-4-00-00-58 | [7 empty] | f
| Active | Inventory Part | A-5 Aluminum | Aluminum Metal Mesh Filter | Tax | Sales | Cost of Goods Sold | Inventory:Inventory Asset | 0 | A-5 Aluminum Metal Mesh Filter | -1 | 18.75 | Aircon Filter Mfg. Co., Inc. |  | 25 |  | A-5 Aluminum | [7 empty] | f
| Active | Inventory Part | A-5 Aluminum16251 | 16x25x1 Aluminum Mesh Filter | Tax | Sales | Cost of Goods Sold | Inventory:Inventory Asset | 0 | 16x25x1 Aluminum Mesh Filter | 0 | 14.5 | Aircon Filter Mfg. Co., Inc. |  | 27.86 |  | A-5 Aluminum |  | 16x25x1 | 16 | 25 | 1 |  |  | f
| Active | Inventory Part | A-5 Aluminum20252 | 20x25x2 Aluminum Mesh Filter | Tax | Sales | Cost of Goods Sold | Inventory:Inventory Asset | 0 | 20x25x2 Aluminum Mesh Filter | 3 | 19 | Aircon Filter Mfg. Co., Inc. |  | 0 |  | A-5 Aluminum20252 |  | 20x25x2 | 20 | 25 | 2 |  |  | f
| Active | Inventory Part | A-5 Aluminum24244 | 24x24x4 Aluminum Mesh Filter | Tax | Sales | Cost of Goods Sold | Inventory:Inventory Asset | 0 | 24x24x4 Aluminum Mesh Filter | 0 | 53 | Aircon Filter Mfg. Co., Inc. |  | 27.86 |  | A-5 Aluminum24244 |  | 24x24x4 | 24 | 24 | 4 |  |  | f
| Active | Inventory Part | A-5 Aluminum30991 | 30 1/4 x 99 1/2 x 1 A-5 Aluminum | Tax | Sales | Cost of Goods Sold | Inventory:Inventory Asset | 0 | 30 1/4 x 99 1/2 x 1 A-5 Aluminum | 0 | 650 | Aircon Filter Mfg. Co., Inc. |  | 928.57 |  | A-5 Aluminum30991 |  | 30 1/4 x 99 1/2 x 1 | 30.25 | 99.5 | 1 |  |  | f
| Active | Inventory Part | A-6 Galv | 24x24x2 Galvanized Steel Filter | Tax | Sales | Cost of Goods Sold | Inventory:Inventory Asset | 0 | 24x24x2 Galvanized Steel Filter | 0 | 18.25 | Aircon Filter Mfg. Co., Inc. |  | 0 |  |  |  | 24x24x2 | 24 | 24 | 2 |  |  | f
| Active | Inventory Part | A3/300 S Roll | A3/300S Bulk Roll 78.75" x 65'6" | Tax | Sales | Cost of Goods Sold | Inventory:Inventory Asset | 0 | 73066477 Bulk Roll A3/300 78.75" x 65'6" | 22 | 670 | Freudenberg Filtration Technologies, L.P. |  | 722.84 |  | A3/300 S Roll |  | 78.75" x 65 | 78.75 | 65 |  |  |  | m
| Active | Inventory Part | AAF-Varicel | VariCel M-PAK SH STD | Tax | Sales | Cost of Goods Sold | Inventory:Inventory Asset | 0 | VariCel M-PAK SH STD | 0 | 86.65 | AAF/Flanders Corporation |  | 0 |  | AAF-Varicel | [7 empty] | f
| Active | Inventory Part | AAF-Varicel20246 | MERV 14 20x24x6 VariCel M-PAK SH STD | Tax | Sales | Cost of Goods Sold | Inventory:Inventory Asset | 0 | 3014883-006..MERV 14 20x24x6 VariCel M-PAK SH STD | 0 |  | AAF/Flanders Corporation |  | 0 |  | AAF-Varicel20246 |  | 20x24x6 | 20 | 24 | 6 | MERV 14 | 14 | f
| Active | Inventory Part | AAF-Varicel242412 | MERV 14 24x24x12 VariCel SH STD | Tax | Sales | Cost of Goods Sold | Inventory:Inventory Asset | 0 | MERV 14 24x24x12 VariCel SH STD | 0 | 124.28 | AAF/Flanders Corporation |  | 177.58 |  | AAF-Varicel242412 |  | 24x24x12 | 24 | 24 | 12 | MERV 14 | 14 | f
| Active | Inventory Part | AC50S-12246 | 12x24x6, 50% Rigid Box synthetic filter NH | Tax | Sales | Cost of Goods Sold | Inventory:Inventory Asset | 0 | 5360710973..AC50S- 12x24x6, 50% Rigid Box synthetic filter NO HEADER | 16 | 38.21 | Parker-Hannifin Corporation |  | 0 |  | AC50S-12246 |  | 12x24x6 | 12 | 24 | 6 | 50% | 7 | f
| Active | Inventory Part | AC50S-24246 | 24x24x6, 50% Rigid Box synthetic filter NH | Tax | Sales | Cost of Goods Sold | Inventory:Inventory Asset | 0 | 5360700214..AC50S- 24x24x6, 50% Rigid Box synthetic filter NO HEADER | 16 | 50.95 | Parker-Hannifin Corporation |  | 0 |  | AC50S-24246 |  | 24x24x6 | 24 | 24 | 6 | 50% | 7 | f
| Active | Inventory Part | AC95S-242412 | 24x24x12 Aero-Cell S, 95% Rigid Box Synthetic Filter, no header | Tax | Sales | Cost of Goods Sold | Inventory:Inventory Asset | 0 | 5360792431..AC95S-24x24x12 Aero-Cell S, 95% Rigid Cell Box Synthetic Filter | 0 | 59.96 | Parker-Hannifin Corporation |  | 107.61 |  | AC95S-242412 |  | 24x24x12 | 24 | 24 | 12 | 95% | 16 | f
| Active | Inventory Part | ACMHP-16256 | 16x26x6 Carbon MIni CP Filter | Tax | Sales | Cost of Goods Sold | Inventory Asset | 0 | 16x26x6 Carbon MIni CP Filter | 0 | 94.5 | Wetzel Technologies Co., Ltd |  | 141.25 |  | ACMHP-16256 |  | 16x26x6 | 16 | 26 | 6 |  |  | f
| Active | Inventory Part | ACMHP-20256 | 20x25x6 Carbon Mini CP Filter | Tax | Sales | Cost of Goods Sold | Inventory Asset | 0 | 20x25x6 Carbon Mini CP Filter | 0 | 105.2 | Wetzel Technologies Co., Ltd |  | 152.19 |  |  |  | 20x25x6 | 20 | 25 | 6 |  |  | f
| Active | Inventory Part | AFM-FF-44-12243 | 12x24x3 Stainless Steel Filter Frame | Tax | Sales | Cost of Goods Sold | Inventory:Inventory Asset | 0 | 12x24x3 Stainless Steel Filter Frame | 41 | 38 | Aircon Filter Mfg. Co., Inc. |  | 85.68 |  | AFM-FF-44-12243 |  | 12x24x3 | 12 | 24 | 3 |  |  | a
| Active | Inventory Part | AFM-FF-44-24243 | 24x24x3 Stainless Steel Filter Frame | Tax | Sales | Cost of Goods Sold | Inventory:Inventory Asset | 0 | 24x24x3 Stainless Steel Filter Frame | 6 | 0 | Aircon Filter Mfg. Co., Inc. |  | 79.63 |  | AFM-FF-44-24243 |  | 24x24x3 | 24 | 24 | 3 |  |  | a
| Active | Inventory Part | AMP-12242 | 12x24x2 Galvanized Metal | Tax | Sales | Cost of Goods Sold | Inventory:Inventory Asset | 0 | 12x24x2 Galvanized Metal | 0 | 0 | Aircon Filter Mfg. Co., Inc. |  | 26.23 |  |  |  | 12x24x2 | 12 | 24 | 2 |  |  | a
| Active | Inventory Part | AMP-20203 | 20x20x3, Galvanized Frame | Tax | Sales | Cost of Goods Sold | Inventory:Inventory Asset | 0 | 20x20x3, Galvanized Frame | 2 | 0 | Aircon Filter Mfg. Co., Inc. |  | 0 |  | AMP-20203 |  | 20x20x3 | 20 | 20 | 3 |  |  | a
| Active | Inventory Part | AMP-24242 | 24x24x2, Galvanized Frame, Expanded Metal Mesh One Side. UL Class 1, No Gaskets | Tax | Sales | Cost of Goods Sold | Inventory:Inventory Asset | 0 | 24x24x2, Galvanized Frame, Expanded Metal Mesh One Side. UL Class 1, No Gaskets | 43 | 16.5 | Aircon Filter Mfg. Co., Inc. |  | 25.38 |  | AMP-24242 |  | 24x24x2 | 24 | 24 | 2 |  |  | a
| Active | Inventory Part | AMPAF11-24242 | 24x24x2 Aluminum Frame MERV 11 | Tax | Sales | Cost of Goods Sold | Inventory:Inventory Asset | 0 | 24x24x2 Aluminum Frame MERV 11 | 0 | 25 | Aircon Filter Mfg. Co., Inc. |  | 44.46 |  | AMPAF11-24242 |  | 24x24x2 | 24 | 24 | 2 | MERV 11 | 11 | f
| Active | Inventory Part | AMPGP-10302 | 10x30x2 Class 1- Pleated Filter Galvanized Frame..W/Handles on MIDDLE LONG SIDE ..Galvanized ..Metal Screen Both Sides..High Capacity | Tax | Sales | Cost of Goods Sold | Inventory:Inventory Asset | 0 | 10x30x2 Class 1- Pleated Filter Galvanized Frame..W/ Two Handles on LONG SIDE (30") per picture attached ..Galvanized ..Metal Screen Both Sides..High Capacity..Galvanized ..Metal Screen Both Sides..High Capacity | 9 | 40 | Aircon Filter Mfg. Co., Inc. |  | 35.2 |  | AMPGP-10302 |  | 10x30x2 | 10 | 30 | 2 |  | 6 | f
| Active | Inventory Part | AMPGP-11.316x11.316x1-SS | AMPGP Metal Filter; ..11-13/16" x 11-13/16" x 1"..w/Stainless Steel Frame | Tax | Sales | Cost of Goods Sold | Inventory:Inventory Asset | 0 | AMPGP Metal Filter; ..11-13/16" x 11-13/16" x 1"..w/Stainless Steel Frame | -60 | 85 | Aircon Filter Mfg. Co., Inc. |  | 142 |  |  |  | 11-13/16" x 11-13/16" x 1" | 11.8125 | 11.8125 | 1 |  | 6 | f
| Active | Inventory Part | AMPGP-12121 | 12x12x1 Stainless Steel Frame | Tax | Sales | Cost of Goods Sold | Inventory:Inventory Asset | 0 | 12x12x1 Stainless Steel Frame | 14 | 35 | Aircon Filter Mfg. Co., Inc. |  | 55 |  | AMPGP-12121 |  | 12x12x1 | 12 | 12 | 1 |  | 6 | f
| Active | Inventory Part | AMPGP-12242 | 12x24x2 AMPGP Metal Filter..No Straps..Galvanized ..Metal Screen Both Sides..High Capacity | Tax | Sales | Cost of Goods Sold | Inventory:Inventory Asset | 0 | 12x24x2 AMPGP Metal Filter..No Straps..Galvanized ..Metal Screen Both Sides..High Capacity | 51 | 23.5 | Aircon Filter Mfg. Co., Inc. |  | 49.07 |  | AMPGP-12242 |  | 12x24x2 | 12 | 24 | 2 |  | 6 | f
| Active | Inventory Part | AMPGP-24242 | 24x24x2 AMPGP Metal Filter..No Straps..Galvanized ..Metal Screen Both Sides..High Capacity | Tax | Sales | Cost of Goods Sold | Inventory:Inventory Asset | 0 | 24x24x2 AMPGP Metal Filter..No Straps..Galvanized ..Metal Screen Both Sides..High Capacity | 50 | 26.5 | Aircon Filter Mfg. Co., Inc. |  | 37.85 |  | AMPGP-24242- (500�F) |  | 24x24x2 | 24 | 24 | 2 |  | 6 | f
| Active | Inventory Part | AMPGP-Alum | 11-13/16" x 11-13/16" x 7/8" Aluminum Frame, No Gasket | Tax | Sales | Cost of Goods Sold | Inventory:Inventory Asset | 0 | 11-13/16" x 11-13/16" x 7/8" Aluminum Frame, No Gasket |  | 19.5 | Aircon Filter Mfg. Co., Inc. |  | 63.88 |  |  |  | 11-13/16" x 11-13/16" x 7/8" | 11.8125 | 11.8125 | 0.875 |  | 6 | f
| Active | Inventory Part | AMPGP-Metal | AMPGP Metal Filter..Galvanized .. | Tax | Sales | Cost of Goods Sold | Inventory:Inventory Asset | 0 | AMPGP Metal Filter..Galvanized ....High Capacity | 0 | 75 | Aircon Filter Mfg. Co., Inc. |  | 0 |  | AMPGP | [6 empty] | 6 | f
| Active | Inventory Part | AMPHC-24242 | 24x24x2 Class 1 - High Temp Galv. Steel Filter.. | Tax | Sales | Cost of Goods Sold | Inventory:Inventory Asset | 0 | 24x24x2 Class 1 - High Temp Galv. Steel Filter.. |  | 17.5 | Aircon Filter Mfg. Co., Inc. |  | 34.6 |  |  |  | 24x24x2 | 24 | 24 | 2 |  | 6 | f
| Active | Inventory Part | AWCT40268 | XF80MAX-13-5.25X24.375X60-FPVC-DG | Tax | Sales | Cost of Goods Sold | Inventory Asset | 0 | XF80MAX-13-5.25X24.375X60-FPVC-DG | 204 | 66.93 |  |  | 133.86 |  |  |  | 5.25X24.375X60 | 5.25 | 24.375 | 60 |  |  | a
| Active | Inventory Part | AWCT40537 | XF80MAX-13-5.25X24.375X48-FPVC-DG | Tax | Sales | Cost of Goods Sold | Inventory Asset | 0 | XF80MAX-13-5.25X24.375X48-FPVC-DG | 68 | 53.54 |  |  | 107.08 |  |  |  | 5.25X24.375X48 | 5.25 | 24.375 | 48 |  |  | a
| Active | Inventory Part | BF1824-A | BF 1824-A..Equivalent 16B23 Kaydon | Tax | Sales | Cost of Goods Sold | Inventory Asset | 0 | BF 1824-A..Equivalent 16B23 Kaydon | 0 | 10.54 | Fluitek Corporation. (PAID BY CC) |  | 21.22 |  | BF1824-A |  |  | 27.5 | 20.5 |  |  |  | f
| Active | Inventory Part | BT8874-MPG | 4-23/32OD 11-17/32L 10u Sp/On Max Perf Glass Hyd | Tax | Sales | Cost of Goods Sold | Inventory:Inventory Asset | 0 | BT8874-MPG..4-23/32OD 11-17/32L 10u Sp/On Max Perf Glass Hyd | 0 | 113.26 | Total Filtration Services |  | 124.57 |  | BT8874-MPG | [7 empty] | f
| Not-active | Inventory Part | BU-0537000033 | 0537000033..Baffle Strainer 160/250-PREVIO..REF#130 237x310x20 | Tax | Sales | Cost of Goods Sold | Inventory:Inventory Asset | 0 | 0537000033..Baffle Strainer 160/250-PREVIO..REF#130 237x310x20 | 0 | 0 | SHW FILTER-Guangzhou Sun |  | 1.39 |  |  |  | 237x310x20 | 237 | 310 | 20
| Active | Inventory Part | BU-0537000034 | 0537000034..Baffle Strainer 400/630-PREVIO..REF# 130 345x450x20 | Tax | Sales | Cost of Goods Sold | Inventory:Inventory Asset | 0 | 0537000034..Baffle Strainer 400/630-PREVIO..REF# 130 345x450x20 | -469 | 0 | SHW FILTER-Guangzhou Sun |  | 2.65 |  |  |  | 345x450x20 | 345 | 450 | 20 |  |  | a
| Active | Inventory Part | CCM1205-108-CHM | PK12 Module w/CHM | Tax | Sales | Cost of Goods Sold | Inventory:Inventory Asset | 0 | 73045921 PK12 Module w/CHM | 0 | 103.19 | Freudenberg Filtration Technologies, L.P. |  | 206.38 | [9 empty] | a
| Active | Inventory Part | CCM1205-310 | PK12 Module w/PuraCarb media | Tax | Sales | Cost of Goods Sold | Inventory:Inventory Asset | 0 | 73045923 PK12 Module w/Puracarb | 0 | 103.64 | Freudenberg Filtration Technologies, L.P. |  | 207.28 | [9 empty] | a
| Active | Inventory Part | CCM1805 | PK18 Module | Tax | Sales | Cost of Goods Sold | Inventory:Inventory Asset | 0 | PK18 Module w/Puracarb | 0 | 99.22 | Freudenberg Filtration Technologies, L.P. |  | 200 | [9 empty] | a
| Active | Inventory Part | CCP-104-CHM. | Chemisorbant SP Media 50/Box | Tax | Sales | Cost of Goods Sold | Inventory:Inventory Asset | 0 | Chemisorbant SP Media; 50 lbs per Box | 0 | 104 | Freudenberg Filtration Technologies, L.P. |  | 208 |  | 73045914 | [7 empty] | m
| Active | Inventory Part | CCP-108-CHM-SP | Chemisorbant SP Media 50/Box | Tax | Sales | Cost of Goods Sold | Inventory:Inventory Asset | 0 | Chemisorbant SP Media; 50 lbs per Box | -70 | 108 | Freudenberg Filtration Technologies, L.P. |  | 216 |  | 73045915 | [7 empty] | m
| Active | Inventory Part | CCP-830-SP Blend | SP Blend Media 50/Box | Tax | Sales | Cost of Goods Sold | Inventory:Inventory Asset | 0 | SP Blend Media; 50 lbs per Box | 0 | 104 | Freudenberg Filtration Technologies, L.P. |  | 208 |  | 73049758 | [7 empty] | m
| Active | Inventory Part | CCS639-00-C | HILCO COALESCER STRAINER CARTRIDGE..(Included) | Tax | Sales | Cost of Goods Sold | Inventory:Inventory Asset | 0 | HILCO COALESCER STRAINER CARTRIDGE..(Included) | 0 | 0 | Hilliard Corporation |  | 0 |  | CCS639-00-C | [7 empty] | a
| Active | Inventory Part | CEL1545121278M1RL | CELdek� Media 12D x 12W x 78H..Mi-T-edge | Tax | Sales | Cost of Goods Sold | Inventory:Inventory Asset | 0 | CELdek� Media 12D x 12W x 78H..Mi-T-edge | 0 | 115.9 | Munters |  | 176.92 |  | CEL1545121278M1RL | [7 empty] | a
| Active | Inventory Part | CelDek | CelDek w/T Edge 42x12x12 w/ Black Edge | Tax | Sales | Cost of Goods Sold | Inventory:Inventory Asset | 0 | Distribution Pad 2x72x12 | 0 | 0 | Portacool |  | 19.76 |  | CelDek |  | 42x12x12 | 42 | 12 | 12 |  |  | a
| Active | Inventory Part | CelPad | CelDek w/T Edge BLACK EDGE | Tax | Sales | Cost of Goods Sold | Inventory:Inventory Asset | 0 | CelDek w/T Edge BLACK EDGE | 800 | 44.88 | Portacool |  | 64 | [9 empty] | a
| Not-active | Inventory Part | CelPad 29 | CelDek w/T Edge 29x12x12 | Tax | Sales | Cost of Goods Sold | Inventory:Inventory Asset | 0 | CelDek w/T Edge 29x12x12 | 120 |  | Portacool | [5 empty] | 29x12x12 | 29 | 12 | 12
| Active | Inventory Part | CelPad 60 | CelDek w/T Edge 60x12x12 | Tax | Sales | Cost of Goods Sold | Inventory:Inventory Asset | 0 | CelDek w/T Edge 60x12x12 | 0 | 44.14 | Portacool |  | 69.93 |  |  |  | 60x12x12 | 60 | 12 | 12 |  |  | a
| Active | Inventory Part | CelPad 72 | CelDek w/T Edge 72x12x12 | Tax | Sales | Cost of Goods Sold | Inventory:Inventory Asset | 0 | CelDek w/T Edge 72x12x12 | 1029 | 52.96 | Portacool |  | 143.4 |  |  |  | 72x12x12 | 72 | 12 | 12 |  |  | a
| Active | Inventory Part | CelPad 72:CelPad 29 | CelDek w/T Edge 29x12x12 | Tax | Sales | Cost of Goods Sold | Inventory:Inventory Asset | 0 | CelDek w/T Edge 29x12x12 | 0 | 0 | HuTek (Asia) Company Ltd |  | 0 |  |  |  | 29x12x12 | 29 | 12 | 12 |  |  | a
| Active | Inventory Part | CelPad 72:CelPad 48 | CelDek w/T Edge 48x12x12 | Tax | Sales | Cost of Goods Sold | Inventory:Inventory Asset | 0 | CelDek w/T Edge 48x12x12 | 0 | 0 | HuTek (Asia) Company Ltd |  | 0 |  |  |  | 48x12x12 | 48 | 12 | 12 |  |  | a
| Active | Inventory Part | Celpad 78 | 78' HxWxD w/ black edge | Tax | Sales | Cost of Goods Sold | Inventory:Inventory Asset | 0 | 78' HxWxD w/ black edge | 459 | 57.38 | HuTek (Asia) Company Ltd |  | 64 |  |  |  |  | 78 | 12 | 12 |  |  | a
| Active | Inventory Part | CelPad BL 60 | Evap Media w / Black Edge 48x12x12 | Tax | Sales | Cost of Goods Sold | Inventory:Inventory Asset | 0 | Evap Media w / Black Edge 48x12x12 | 0 | 42.16 | Portacool |  | 88.4 |  | CelPad BL 60 |  | 48x12x12 | 48 | 12 | 12 |  |  | a
| Active | Inventory Part | CGG/APX2 | DRUM DOOR GASKET CGG 316/APX-2 OVAL 14" ID X 18" ID X 1" X 1/8 | Tax | Sales | Cost of Goods Sold | Inventory:Inventory Asset | 0 | DRUM DOOR GASKET CGG 316/APX-2 OVAL 14" ID X 18" ID X 1" X 1/8 | 0 | 113.76 | Advanced Sealing |  | 162.55 |  | CGG/APX2 |  | 1" X 1/8 | 14 | 18 | 1.125 |  |  | a
| Active | Inventory Part | CI-M145P-12204 | 12x20x4 MERV 15 Mini Pleat Plastic Frame | Tax | Sales | Cost of Goods Sold | Inventory:Inventory Asset | 0 | 12x20x4 MERV 15 Mini Pleat Plastic Frame | 0 | 0 | Columbus Industries, Inc. |  | 0 |  |  |  | 12x20x4 | 12 | 20 | 4 | MERV 15 | 15 | f
| Active | Inventory Part | CI-MP215-12242 | 12x24x2 MERV 15 Mini Pleat | Tax | Sales | Cost of Goods Sold | Inventory:Inventory Asset | 0 | 12x24x2 MER 15 Mini Pleat | 138 | 32.145 | Columbus Industries, Inc. |  | 47.61 |  | CI-MP215-12242 |  | 12x24x2 | 12 | 24 | 2 | MERV 15 | 15 | f
| Active | Inventory Part | CI-MP215-16202 | 16x20x2 MERV 15 Mini Pleat | Tax | Sales | Cost of Goods Sold | Inventory:Inventory Asset | 0 | 16x20x2 MERV 15 Mini Pleat | 1 | 42.1685 | Columbus Industries, Inc. |  | 47.61 |  | CI-MP215-16202 |  | 16x20x2 | 16 | 20 | 2 | MERV 15 | 15 | f
| Active | Inventory Part | CI-MP215-16252 | 16x25x2 MERV 15 Mini Pleat | Tax | Sales | Cost of Goods Sold | Inventory:Inventory Asset | 0 | 16x25x2 MERV 15 Mini Pleat | 4 | 38.335 | Columbus Industries, Inc. |  | 47.61 |  | CI-MP215-16252 |  | 16x25x2 | 16 | 25 | 2 | MERV 15 | 15 | f
| Active | Inventory Part | CI-MP215-20202 | 20x20x2 MERV 15 Mini Pleat | Tax | Sales | Cost of Goods Sold | Inventory:Inventory Asset | 0 | 20x20x2 MERV 15 Mini Pleat | 0 | 42.17 | Columbus Industries, Inc. |  | 69.88 |  | CI-MP215-20202 |  | 20x20x2 | 20 | 20 | 2 | MERV 15 | 15 | f
| Active | Inventory Part | CI-MP215-20202-ZB | 20x20x2 MERV 15 Mini Pleat | Tax | Sales | Cost of Goods Sold | Inventory:Inventory Asset | 0 | 20x20x2 MERV 15 Mini Pleat | 0 | 52.38 | Columbus Industries, Inc. |  | 69.84 |  | CI-MP215-2020-ZB |  | 20x20x2 | 20 | 20 | 2 | MERV 15 | 15 | f
| Active | Inventory Part | CI-MP215-20242 | 20x24x2 MERV 15 Mini Pleat | Tax | Sales | Cost of Goods Sold | Inventory:Inventory Asset | 0 | 20x24x2 MERV 15 Mini Pleat | 0 | 34.56 | Columbus Industries, Inc. |  | 47.61 |  | CI-MP215-20242 |  | 20x24x2 | 20 | 24 | 2 | MERV 15 | 15 | f
| Active | Inventory Part | CI-MP215-20242-ZB | 20x24x2 MERV 15 Mini Pleat | Tax | Sales | Cost of Goods Sold | Inventory:Inventory Asset | 0 | 20x24x2 MERV 15 Mini Pleat | 0 | 52.38 | Columbus Industries, Inc. |  | 69.84 |  |  |  | 20x24x2 | 20 | 24 | 2 | MERV 15 | 15 | f
| Active | Inventory Part | CI-MP215-20252 | 20x25x2 MERV 15 Mini Pleat | Tax | Sales | Cost of Goods Sold | Inventory:Inventory Asset | 0 | 20x25x2 MER 15 Mini Pleat | 0 | 39.705 | Columbus Industries, Inc. |  | 47.61 |  | CI-MP215-20252 |  | 20x25x2 | 20 | 25 | 2 | MERV 15 | 15 | f
| Active | Inventory Part | CI-MP215-24242 | 24x24x2 MERV 15 Die Cut Mini Pleat | Tax | Sales | Cost of Goods Sold | Inventory:Inventory Asset | 0 | 24x24x2 MERV 15 Mini Pleat | 64 | 46.68 | Columbus Industries, Inc. |  | 72.3 |  | CI-MP215-24242 |  | 24x24x2 | 24 | 24 | 2 | MERV 15 | 15 | f
| Active | Inventory Part | CI-MP411P-16204 | 16x20x4 MERV 11 Mini Pleat Plastic Frame | Tax | Sales | Cost of Goods Sold | Inventory:Inventory Asset | 0 | 16x20x4 MERV 11 Mini Pleat Plastic Frame | 0 | 36.905 | Columbus Industries, Inc. |  | 52.44 |  | CI-MP411P-16204 |  | 16x20x4 | 16 | 20 | 4 | MERV 11 | 11 | f
| Active | Inventory Part | CI-MP411P-16254 | 16x25x4 MERV 11 Mini Pleat Plastic Frame | Tax | Sales | Cost of Goods Sold | Inventory:Inventory Asset | 0 | 16x25x4 MERV 11 Mini Pleat Plastic Frame | 6 | 39.29 | Columbus Industries, Inc. |  | 65.44 |  | CI-MP411P-16254 |  | 16x25x4 | 16 | 25 | 4 | MERV 11 | 11 | f
| Active | Inventory Part | CI-MP411P-20244 | 20x24x4 MERV 11 Mini Pleat Plastic Frame | Tax | Sales | Cost of Goods Sold | Inventory:Inventory Asset | 0 | 20x24x4 MERV 11 Mini Pleat Plastic Frame | 0 |  | Columbus Industries, Inc. |  |  |  | CI-MP411P-20244 |  | 20x24x4 | 20 | 24 | 4 | MERV 11 | 11 | f
| Active | Inventory Part | CI-MP411P-24244 | 24x24x4 MERV 11 Mini Pleat Plastic Frame | Tax | Sales | Cost of Goods Sold | Inventory:Inventory Asset | 0 | 24x24x4 MERV 11 Mini Pleat Plastic Frame | 0 |  | Columbus Industries, Inc. |  |  |  | CI-MP411P-24244 |  | 24x24x4 | 24 | 24 | 4 | MERV 11 | 11 | f
| Active | Inventory Part | CI-MP413P-12244 | 12x24x4 MERV 13 Mini Pleat Plastic Frame | Tax | Sales | Cost of Goods Sold | Inventory:Inventory Asset | 0 | 12x24x4 MER 13 Mini Pleat Plastic Frame | 0 | 41.67 | Columbus Industries, Inc. |  | 64.53 |  | CI-MP413P-12244 |  | 12x24x4 | 12 | 24 | 4 | MERV 13 | 13 | f
| Active | Inventory Part | CI-MP413P-20244 | 20x24x4 MERV 13 Mini Pleat Plastic Frame | Tax | Sales | Cost of Goods Sold | Inventory:Inventory Asset | 0 | 20x24x4 MERV 13 Mini Pleat Plastic Frame | 0 | 52.745 | Columbus Industries, Inc. |  | 76.62 |  | CI-MP413P-20244 |  | 20x24x4 | 20 | 24 | 4 | MERV 13 | 13 | f
| Active | Inventory Part | CI-MP413P-24244 | 24x24x4 MERV 13 Mini Pleat Plastic Frame | Tax | Sales | Cost of Goods Sold | Inventory:Inventory Asset | 0 | 24x24x4 MERV 13 Mini Pleat Plastic Frame | 0 | 41.67 | Columbus Industries, Inc. |  | 64.53 |  | CI-MP413P-24244 |  | 24x24x4 | 24 | 24 | 4 | MERV 13 | 13 | f
| Active | Inventory Part | CI-MP414P-12244 | 12x24x4 MERV 14 Mini Pleat Plastic Frame | Tax | Sales | Cost of Goods Sold | Inventory:Inventory Asset | 0 | 12x24x4 MER 14 Mini Pleat Plastic Frame | 0 | 41.67 | Columbus Industries, Inc. |  | 64.53 |  | CI-MP414P-12244 |  | 12x24x4 | 12 | 24 | 4 | MERV 14 | 14 | f
| Active | Inventory Part | CI-MP414P-20204 | 20x20x4 MERV 14 Mini Pleat Plastic Frame | Tax | Sales | Cost of Goods Sold | Inventory:Inventory Asset | 0 | 20x20x4 MERV 14 Mini Pleat Plastic Frame | 3 | 36.43 | Columbus Industries, Inc. |  | 57.04 |  | CI-MP414P-20204 |  | 20x20x4 | 20 | 20 | 4 | MERV 14 | 14 | f
| Active | Inventory Part | CI-MP414P-20244 | 20x24x4 MERV 14 Mini Pleat Plastic Frame | Tax | Sales | Cost of Goods Sold | Inventory:Inventory Asset | 0 | 20x24x4 MERV 14 Mini Pleat Plastic Frame | 0 | 52.745 | Columbus Industries, Inc. |  | 76.62 |  | CI-MP414P-20244 |  | 20x24x4 | 20 | 24 | 4 | MERV 14 | 14 | f
| Active | Inventory Part | CI-MP414P-24244 | 24x24x4 MERV 14 Mini Pleat Plastic Frame | Tax | Sales | Cost of Goods Sold | Inventory:Inventory Asset | 0 | 24x24x4 MERV 14 Mini Pleat Plastic Frame | 7 | 41.67 | Columbus Industries, Inc. |  | 64.53 |  | CI-MP414P-24244 |  | 24x24x4 | 24 | 24 | 4 | MERV 14 | 14 | f
| Active | Inventory Part | CI-MP415-18244 | 18x24x4 MERV 15 Mini Pleat | Tax | Sales | Cost of Goods Sold | Inventory:Inventory Asset | 0 | 18x24x4 MERV 15 Mini Pleat | 0 | 52.712 | Columbus Industries, Inc. |  | 86.11 |  | CI-MP415-18244 |  | 18x24x4 | 18 | 24 | 4 | MERV 15 | 15 | f
| Active | Inventory Part | CI-MP415-20254 | 20x25x4 MERV 15 Mini Pleat | Tax | Sales | Cost of Goods Sold | Inventory:Inventory Asset | 0 | 20x25x4 MERV 15 Mini Pleat | 0 | 51.205 | Columbus Industries, Inc. |  | 47.61 |  | CI-MP415-20254 |  | 20x25x4 | 20 | 25 | 4 | MERV 15 | 15 | f
| Active | Inventory Part | CI-MP415-24244 | 24x24x4 MERV 15 Mini Pleat Die Cut Frame | Tax | Sales | Cost of Goods Sold | Inventory:Inventory Asset | 0 | 24x24x4 MERV 15 Mini Pleat Die Cut Frame | 0 | 52.712 | Columbus Industries, Inc. |  | 80.3 |  | CI-MP415-24244 |  | 24x24x4 | 24 | 24 | 4 | MERV 15 | 15 | f
| Active | Inventory Part | CI-MP415P-12204 | 12x20x4 MERV 15 Mini Pleat Plastic Frame | Tax | Sales | Cost of Goods Sold | Inventory:Inventory Asset | 0 | 12x20x4 MERV 15 Mini Pleat Plastic Frame | 0 | 0 | Columbus Industries, Inc. |  | 107.59 |  | CI-MP415P-12204 |  | 12x20x4 | 12 | 20 | 4 | MERV 15 | 15 | f
| Active | Inventory Part | CI-MP415P-12244 | 12x24x4 MERV 15 Mini Pleat Plastic Frame | Tax | Sales | Cost of Goods Sold | Inventory:Inventory Asset | 0 | 12x24x4 MERV 15 Mini Pleat Plastic Frame | 37 | 43.439 | Columbus Industries, Inc. |  | 68.19 |  | CI-MP415P-12244 |  | 12x24x4 | 12 | 24 | 4 | MERV 15 | 15 | f
| Active | Inventory Part | CI-MP415P-16204 | 16x20x4 MERV 15 Mini Pleat Plastic Frame | Tax | Sales | Cost of Goods Sold | Inventory:Inventory Asset | 0 | 16x20x4 MERV 15 Mini Pleat Plastic Frame | 8 | 48.0865 | Columbus Industries, Inc. |  | 76.82 |  | CI-MP415P-16204 |  | 16x20x4 | 16 | 20 | 4 | MERV 15 | 15 | f
| Active | Inventory Part | CI-MP415P-16254 | 16x25x4 MERV 15 Mini Pleat Plastic Frame | Tax | Sales | Cost of Goods Sold | Inventory:Inventory Asset | 0 | 16x25x4 MERV 15 Mini Pleat Plastic Frame | 30 | 49.7035 | Columbus Industries, Inc. |  | 81.46 |  | CI-MP415P-16254 |  | 16x25x4 | 16 | 25 | 4 | MERV 15 | 15 | f
| Active | Inventory Part | CI-MP415P-18244 | 18x24x4 MERV 15 Mini Pleat Plastic Frame | Tax | Sales | Cost of Goods Sold | Inventory:Inventory Asset | 0 | 18x24x4 MERV 15 Mini Pleat Plastic Frame | 0 | 52.71 | Columbus Industries, Inc. |  | 84.33 |  | CI-MP415P-18244 |  | 18x24x4 | 18 | 24 | 4 | MERV 15 | 15 | f
| Active | Inventory Part | CI-MP415P-20204 | 20x20x4 MERV 15 Mini Pleat Plastic Frame | Tax | Sales | Cost of Goods Sold | Inventory:Inventory Asset | 0 | 20x20x4 MERV 15 Mini Pleat Plastic Frame | 16 | 51.1995 | Columbus Industries, Inc. |  | 81.46 |  | CI-MP415P-20204 |  | 20x20x4 | 20 | 20 | 4 | MERV 15 | 15 | f
| Active | Inventory Part | CI-MP415P-20244 | 20x24x4 MERV 15 Mini Pleat Plastic Frame | Tax | Sales | Cost of Goods Sold | Inventory:Inventory Asset | 0 | 20x24x4 MERV 15 Mini Pleat Plastic Frame | 39 | 52.745 | Columbus Industries, Inc. |  | 76.62 |  | CI-MP415P-20244 |  | 20x24x4 | 20 | 24 | 4 | MERV 15 | 15 | f
| Active | Inventory Part | CI-MP415P-20254 | 20x25x4 MERV 15 Mini Pleat Plastic Frame | Tax | Sales | Cost of Goods Sold | Inventory:Inventory Asset | 0 | 20x25x4 MERV 15 Mini Pleat Plastic Frame | 7 | 51.205 | Columbus Industries, Inc. |  | 85.5 |  | CI-MP415P-20254 |  | 20x25x4 | 20 | 25 | 4 | MERV 15 | 15 | f
| Active | Inventory Part | CI-MP415P-24244 | 24x24x4 MERV 15 Mini Pleat Plastic Frame | Tax | Sales | Cost of Goods Sold | Inventory:Inventory Asset | 0 | 24x24x4 MERV 15 Mini Pleat Plastic Frame | -8 | 54.296 | Columbus Industries, Inc. |  | 83.82 |  | CI-MP415P-24244 |  | 24x24x4 | 24 | 24 | 4 | MERV 15 | 15 | f
| Active | Inventory Part | CI-MP4H15P-1224 | 12x24x4 MERV 15 Mini Pleat Plastic Frame Headered | Tax | Sales | Cost of Goods Sold | Inventory:Inventory Asset | 0 | 12x24x4 MERV 15 Mini Pleat Plastic Frame Headered | 7 | 43.6755 | Columbus Industries, Inc. |  | 62.15 |  |  |  | 12x24x4 | 12 | 24 | 4 | MERV 15 | 15 | f
| Active | Inventory Part | CI-MP4H15P-16204 | 16x20x4 MERV15 Mini Pleat Plastic Frame w/Header | Tax | Sales | Cost of Goods Sold | Inventory:Inventory Asset | 0 | 16x20x4 MERV15 Mini Pleat Plastic Frame w/Header |  | 38.1 | Columbus Industries, Inc. |  | 58.61 |  | CI-MP4H15P-16204 |  | 16x20x4 | 16 | 20 | 4 | MERV15 | 15 | f
| Active | Inventory Part | CI-MP4H15P-2020 | 20x20x4 MERV15 Mini Pleat Plastic Frame w/Header | Tax | Sales | Cost of Goods Sold | Inventory:Inventory Asset | 0 | 20x20x4 MERV15 Mini Pleat Plastic Frame w/Header | 23 | 51.205 | Columbus Industries, Inc. |  | 62.3 |  | CI-MP4H15P-2020 |  | 20x20x4 | 20 | 20 | 4 | MERV15 | 15 | f
| Active | Inventory Part | CI-MP4H15P-2024 | 20x24x4 MERV 15 Mini Pleat Plastic Frame w/ Header | Tax | Sales | Cost of Goods Sold | Inventory:Inventory Asset | 0 | 20x24x4 MERV 15 Mini Pleat Plastic Frame w/ Header | 38 | 54.296 | Columbus Industries, Inc. |  | 58 |  | CI-MP4H15P-2024 |  | 20x24x4 | 20 | 24 | 4 | MERV 15 | 15 | f
| Active | Inventory Part | CI-MP4H15P-2025 | 20x25x4, MERV 15 Mini Pleat w/Header | Tax | Sales | Cost of Goods Sold | Inventory:Inventory Asset | 0 | 20x25x4, MERV 15 Mini Pleat w/Header | 3 | 52.712 | Columbus Industries, Inc. |  | 54.05 |  |  |  | 20x25x4 | 20 | 25 | 4 | MERV 15 | 15 | f
| Active | Inventory Part | CI-MP4H15P-2424 | 24x24x4 MERV 15 Mini Pleat Plastic Frame Headered | Tax | Sales | Cost of Goods Sold | Inventory:Inventory Asset | 0 | 24x24x4 MERV 15 Mini Pleat Plastic Frame Headered | 24 | 55.847 | Columbus Industries, Inc. |  | 62.15 |  |  |  | 24x24x4 | 24 | 24 | 4 | MERV 15 | 15 | f
| Active | Inventory Part | CMS-CARB 1/1 G M13 | 24x24x12, V-Bank Style Extended Surface Carbon (500g) Filter w/DSG | Tax | Sales | Cost of Goods Sold | Inventory:Inventory Asset | 0 | CCRV 50/50,size 24x24x12,MERV13,Blended Carbon Filter, Media: Potassium permanganate + Carbon granules, Frame: ABS, Size:592x592x292mm |  | 135 | CMS Century Mechanical Systems |  | 186.57 |  | CMS-CARB 1/1 G M13 |  | 24x24x12 | 24 | 24 | 12 |  |  | f
| Active | Inventory Part | CMS-CARB 1/1 G M14 | 24x24x12, V-Bank Style Extended Surface Carbon (500g) Filter w/DSG | Tax | Sales | Cost of Goods Sold | Inventory:Inventory Asset | 0 | CCRV Carbon Filter, size 24x12x12,MERV 14, Media: Carbon Microgranules,Frame:ABS,Size:592x0287x0292mm | 0 | 135 | Excelair International, Inc. |  | 186.57 |  | CMS-CARB 1/1 G M14 |  | 24x24x12 | 24 | 24 | 12 |  |  | f
| Active | Inventory Part | CP-M15-202015-08 | 20x20x15 (90-95%) Synthetic Bag Filter, 8-Pocket | Tax | Sales | Cost of Goods Sold | Inventory:Inventory Asset | 0 | 20x20x15 (90-95%) Synthetic Bag Filter, 8-Pocket | 0 | 31.39 | Parker-Hannifin Corporation |  | 53.47 |  | CP-M15-202015-08 |  | 20x20x15 | 20 | 20 | 15 | 95% | 16 | f
| Active | Inventory Part | Dist Pad | Dist Pads 2x12x72 | Tax | Sales | Cost of Goods Sold | Inventory:Inventory Asset | 0 | Dist Pads 2x12x72 | 0 | 0 | Portacool |  | 29.55 |  | Dist Pad |  | 2x12x72 | 2 | 12 | 72 |  |  | a
| Active | Inventory Part | DUP MINIRF-2/60 | 16x20x2 Mini Roughing Filter | Tax | Sales | Cost of Goods Sold | Inventory:Inventory Asset | 0 | 6906930 16x20x2 Mini Roughing Filter | 0 | 46 | Freudenberg Filtration Technologies, L.P. |  | 77.69 |  | MINIRF-2/60 |  | 16x20x2 | 16 | 20 | 2 |  |  | f
| Not-active | Inventory Part | F-12 A, 12" Spring Clip | 12" Spring with Clip | Tax | Sales | Cost of Goods Sold | Inventory:Inventory Asset | 0 | 12" Spring with Clip | 0 | 2.4 | EFC International |  | 3.5 |  | F-12 A, 12" Spring Clip
| Active | Inventory Part | F-38-16-RN- W | 3/8" - 16 Retention Nut..Zinc Aluminum Alloy #3, Zinc Surface Coated | Tax | Sales | Cost of Goods Sold | Inventory:Inventory Asset | 0 | 3/8" - 16 Retention Nut..TCA 018 Cartr AdaPTOR Nut 3/8-16..Die Cast Zinc Aluminum Alloy #3 ASTM B86..Surface Coating: Zinc Coated | 18027 | 0.6 | Wetzel Technologies Co., Ltd |  | 1.45 |  | F-38-16-RN- W | [7 empty] | a
| Not-active | Inventory Part | F-38-16-RN-W | 3/8" - 16 Retention Nut..Zinc Aluminum Alloy #3, Zinc Surface Coated | Tax | Sales | Cost of Goods Sold | Inventory:Inventory Asset | 0 | 3/8" - 16 Retention Nut..TCA 018 Cartr AdaPTOR Nut 3/8-16..Die Cast Zinc Aluminum Alloy #3 ASTM B86..Surface Coating: Zinc Coated | 0 | 0.4 | Wetzel Technologies Co., Ltd |  | 1.45 |  | F-38-16-RN-W
| Active | Inventory Part | F-716-20-RN-W | 7/16" - 20 Retention Nut | Tax | Sales | Cost of Goods Sold | Inventory:Inventory Asset | 0 | 7/16" - 20 Retention Nut..TCA 018 Cartr Adaptor Nut 7/16-20..Die Cast Zinc Aluminum Alloy #3 ASTM B86..Surface Coating: Zinc Coated | 24034 | 0.6 | Wetzel Technologies Co., Ltd |  | 1.3 |  | F-716-20-RN-W | [7 empty] | a
| Active | Inventory Part | F-F51224-CFC-W | EFS F5 MERV 8 CFC Coalescing Pocket Filter 12x24x12 6P | Tax | Sales | Cost of Goods Sold | Inventory:Inventory Asset | 0 |  | 0 | 26 | Wetzel Technologies Co., Ltd |  | 64.71 |  | F-F51224-CFC-W |  | 12x24x12 | 12 | 24 | 12 | MERV 8 | 8 | f
| Active | Inventory Part | F-F52424-CFC-W | EFS F5 MERV 8 CFC Coalescing Pocket Filter 24x24x12 6P | Tax | Sales | Cost of Goods Sold | Inventory:Inventory Asset | 0 |  | 0 | 26 | Wetzel Technologies Co., Ltd |  | 84.57 |  | F-F52424-CFC-W |  | 24x24x12 | 24 | 24 | 12 | MERV 8 | 8 | f
| Active | Inventory Part | F-F5SS1224-RP-W | EFS F5 (MERV 8) Reverse Pocket Filter (12x24x13), Synthetic Pocket Filter (3 pockets) | Tax | Sales | Cost of Goods Sold | Inventory:Inventory Asset | 0 | W45R G4 Reverse Pocket Filter..(592x592x330mm) 24x24x13"..Synthetic w/Four (4) fingers and Six (6) pockets | 0 |  | Wetzel Technologies Co., Ltd |  |  |  | F-F5SS1224-RP-W |  | 12x24x13 | 12 | 24 | 13 | MERV 8 | 8 | f
| Active | Inventory Part | F-F5SS2424-RP-W | EFS F5 (MERV 8) Reverse Pocket Filter (24x24x13), Synthetic Pocket Filter (6 pockets) | Tax | Sales | Cost of Goods Sold | Inventory:Inventory Asset | 0 | W45R G4 Reverse Pocket Filter..(592x592x330mm) 24x24x13"..Synthetic w/Four (4) fingers and Six (6) pockets | -18 | 26.78 | Wetzel Technologies Co., Ltd |  | 70.8 |  | F-F5SS2424-RP-W |  | 24x24x13 | 24 | 24 | 13 | MERV 8 | 8 | f
| Active | Inventory Part | F-G41224-CFC-W | EFS G4 CFC Coalescing Pocket Filter 12x24x15 Synthetic 3P | Tax | Sales | Cost of Goods Sold | Inventory:Inventory Asset | 0 | W45R G4 Reverse Pocket Filter..12x24x15..Synthetic w/Four (4) fingers and six (6) pockets | 0 | 26 | Wetzel Technologies Co., Ltd |  | 84.57 |  | F-G41224-CFC-W |  | 12x24x15 | 12 | 24 | 15 |  | 7 | f
| Active | Inventory Part | F-G42424-CFC-W | EFS G4 CFC Coalescing Pocket Filter 24x24x15 Synthetic 6P | Tax | Sales | Cost of Goods Sold | Inventory:Inventory Asset | 0 | W45R G4 Reverse Pocket Filter..(592x592x330mm) 24x24x13.. | 0 | 26 | Wetzel Technologies Co., Ltd |  | 72.85 |  | F-G4SS2424-RP-W |  | 24x24x15 | 24 | 24 | 15 |  | 7 | f
| Active | Inventory Part | F-G4SS1224-RP-W | EFS G4 Reverse 3-Pocket Filter 12x24x13 Synthetic | Tax | Sales | Cost of Goods Sold | Inventory:Inventory Asset | 0 | W45R G4 Reverse Pocket Filter..(287x592x330mm) 12x24x13"..Synthetic w/Two (2) fingers and Six (6) pockets | 92 | 18.82 | Wetzel Technologies Co., Ltd |  | 62.55 |  | F-G4SS1224-RP-W |  | 12x24x13 | 12 | 24 | 13 |  | 7 | f
| Active | Inventory Part | F-G4SS2024-RP-W | EFS G4 Reverse 4-Pocket Filter 20x24x13 Synthetic | Tax | Sales | Cost of Goods Sold | Inventory:Inventory Asset | 0 | G4-W45R-490X592X330..W45R G4 Reverse Pocket Filter..(490x592x330mm) 20x24x13"..Synthetic wThree (3) fingers and six (6) pockets | 168 | 23.91 | Wetzel Technologies Co., Ltd |  | 84.57 |  | F-G4SS2024-RP-W |  | 20x24x13 | 20 | 24 | 13 |  | 7 | f
| Active | Inventory Part | F-G4SS2424-RP-W | EFS G4 Reverse 6-Pocket Filter 24x24x13 Synthetic | Tax | Sales | Cost of Goods Sold | Inventory:Inventory Asset | 0 | W45R G4 Reverse Pocket Filter..(592x592x330mm) 24x24x13"..Synthetic w/Four (4) fingers and Six (6) pockets | 1426 | 24.1 | Wetzel Technologies Co., Ltd |  | 70.8 |  | F-G4SS2424-RP-W |  | 24x24x13 | 24 | 24 | 13 |  | 7 | f
| Active | Inventory Part | F-SBP-MERV8-45122- | METRO, Filter, Air, HVAC pleated..45-3/4" x 12-1/4" x 1-3/4"; MERV 8, Pleated Filter..METRO PN: 171358N | Tax | Sales | Cost of Goods Sold | Inventory:Inventory Asset | 0 | 45-3/4" x 12-1/4" x 1-3/4" EXACT..MERV 10 Pleated Filter | 334 | 13.53 | Glasfloss Industries |  | 18.68 | 250 | F-SBP-MERV8-45122 |  | 45-3/4" x 12-1/4" x 1-3/4" | 45.75 | 12.25 | 1.75 | MERV 8 | 8 | f
| Active | Inventory Part | F0619577 | FPM-493-2448-RSR..22.312 x 46.312 x 4.000..Test Flow: 555 CFM..Resistance: 0.40 | Tax | Sales | Cost of Goods Sold | Inventory:Inventory Asset | 0 | FPM-493-2448-RSR..22.312 x 46.312 x 4.000 | 0 | 497 | AAF/Flanders Corporation |  | 647.5 |  | F0619577 |  | 22.312 x 46.312 x 4.000 | 22.312 | 46.312 | 4 |  | 17 | f
| Active | Inventory Part | F0903992 | E-007-3-19-06-SU-52-00-19J43J | Tax | Sales | Cost of Goods Sold | Inventory:Inventory Asset | 0 | E-007-3-19-06-SU-52-00-19J43J | 0 | 265 | AAF/Flanders Corporation |  | 417.15 |  | F0903992 | [7 empty] | a
| Active | Inventory Part | F0903993 | E-007-3-19-06-SU-52-00-19J43J | Tax | Sales | Cost of Goods Sold | Inventory:Inventory Asset | 0 | E-007-3-19-06-SU-52-00-19J43J | 50 | 295 | AAF/Flanders Corporation |  | 378.6 |  | F0903993 | [7 empty] | a
| Active | Inventory Part | F45S 1/1 | Viledon 24x24x13 45% Pocket | Tax | Sales | Cost of Goods Sold | Inventory:Inventory Asset | 0 | 6901055 24x24x13 45% Pocket | 0 | 55 | Freudenberg Filtration Technologies, L.P. |  | 90 |  | F45S 1/1 |  | 24x24x13 | 24 | 24 | 13 | 45% | 7 | f
| Active | Inventory Part | F5-06-122422 | 12x24x22, F5 (50%), 6 Pocket, Synthetic Bag Filter with Extruded Aluminum Frame | Tax | Sales | Cost of Goods Sold | Inventory:Inventory Asset | 0 | F5 (50%) 6 Pocket, Synthetic Bag Filter (12x24x22) Yellow Media, ..Aluminum Frame, Welding with inner pockets, ..with plastic sticks and covers | 32 | 14.74 | Wetzel Technologies Co., Ltd |  | 51.28 |  | F5-06-122422 |  | 12x24x22 | 12 | 24 | 22 | 50% | 7 | f
| Active | Inventory Part | F5-06-242422 | 24x24x22, F5 (50%), 6 Pocket, Synthetic Bag Filter with Extruded Aluminum Frame | Tax | Sales | Cost of Goods Sold | Inventory:Inventory Asset | 0 | F5 (50%) 6 Pocket, Synthetic Bag Filter (24x24x22) Yellow Media, ..Aluminum Frame, Welding with inner pockets, ..with plastic sticks and covers | 65 | 16.23 | Wetzel Technologies Co., Ltd |  | 53.57 |  | F5-06-242422 |  | 24x24x22 | 24 | 24 | 22 | 50% | 7 | f
| Active | Inventory Part | F5-242424-6W | EFS 24x24x24, 50% Depth Loading Synthetic Pocket Filter (6 pockets) | Tax | Sales | Cost of Goods Sold | Inventory:Inventory Asset | 0 | M6/WP55 Pocket Filter w/20mm header (592x592x600) 24x24x24 inch Synthetic six (6) pockets; Intake Air Filter | 748 | 20.39 | Wetzel Technologies Co., Ltd |  | 61.5 |  | F5-242424-6W |  | 24x24x24 | 24 | 24 | 24 | 50% | 7 | f
| Active | Inventory Part | F5-242426-6W | EFS 24x24x26, 50% Depth Loading Synthetic Pocket Filter (6 pockets) | Tax | Sales | Cost of Goods Sold | Inventory:Inventory Asset | 0 | M6/WP55 Pocket Filter w/20mm header (592x592x660) 24x24x26 inch Synthetic six (6) pockets; Intake Air Filter | 0 | 22.66 | Wetzel Technologies Co., Ltd |  | 61.5 |  | F5-242426-6W |  | 24x24x26 | 24 | 24 | 26 | 50% | 7 | f
| Active | Inventory Part | F50 1/1 | Viledon 24x24x26 50% Pocket | Tax | Sales | Cost of Goods Sold | Inventory:Inventory Asset | 0 | 901057 24x24x26 50% Pocket | 0 | 81 | Freudenberg Filtration Technologies, L.P. |  | 95.72 |  | F50 1/1 |  | 24x24x26 | 24 | 24 | 26 | 50% | 7 | f
| Active | Inventory Part | F50 1/2 | Viledon 12x24x26 50% Pocket | Tax | Sales | Cost of Goods Sold | Inventory:Inventory Asset | 0 | 12x24x26 50% Pocket | 0 |  | Freudenberg Filtration Technologies, L.P. |  |  |  | F50 1/2 |  | 12x24x26 | 12 | 24 | 26 | 50% | 7 | f
| Active | Inventory Part | F5S-122418-3W | EFS 12x24x18, 50% Depth Loading Synthetic Pocket Filter (3 pockets) | Tax | Sales | Cost of Goods Sold | Inventory:Inventory Asset | 0 | 12x24x18, 50% Depth Loading Synthetic Rigid Pocket Filter (3 pockets) | 358 | 15.18 | Wetzel Technologies Co., Ltd |  | 57.8 |  | F5S-122418-3W |  | 12x24x18 | 12 | 24 | 18 | 50% | 7 | f
| Active | Inventory Part | F5S-242418-6W | EFS 24x24x18, 50% Depth Loading Synthetic Pocket Filter (6 pockets) | Tax | Sales | Cost of Goods Sold | Inventory:Inventory Asset | 0 | F5 Pocket Filter w/20mm header 24x24x18 inch Synthetic eight (6) pockets; Intake Air Filter | 58 | 20.04 | Wetzel Technologies Co., Ltd |  | 71.02 |  | F5S-242418-6W |  | 24x24x18 | 24 | 24 | 18 | 50% | 7 | f
| Active | Inventory Part | F5S-242420-6W | EFS F5 Pocket Filter (24x24x20), Synthetic Pocket Filter (6 pockets) | Tax | Sales | Cost of Goods Sold | Inventory:Inventory Asset | 0 | M6/WP55 Pocket Filter w/20mm header (592x592x510) 24x24x20 inch Synthetic four (4) pockets; Intake Air Filter | 0 | 21.62 | Wetzel Technologies Co., Ltd |  | 66.62 |  | F5S-242420-6W |  | 24x24x20 | 24 | 24 | 20 |  | 8 | f
| Active | Inventory Part | F5SS-122412-3W | EFS 12x24x12, 50% Depth Loading Synthetic Pocket Filter (3 pockets) | Tax | Sales | Cost of Goods Sold | Inventory:Inventory Asset | 0 | M5/WP55 Pocket Filter w/20mm header (287x592x310) 12x24x12 inch Synthetic eight (3) pockets; Intake Air Filter | 3 | 13.27 | Wetzel Technologies Co., Ltd |  | 48.7 |  | F5SS-122412-3W |  | 12x24x12 | 12 | 24 | 12 | 50% | 7 | f
| Active | Inventory Part | F5SS-202412-6W | EFS 20x24x12 MERV 8 Depth Loading Synthetic Pocket Filter (6 pockets) | Tax | Sales | Cost of Goods Sold | Inventory:Inventory Asset | 0 | M5/WP55 Pocket Filter w/20mm header 20x24x12 inch Synthetic eight (6) pockets; Intake Air Filter | 0 | 0 | Wetzel Technologies Co., Ltd |  | 79.18 |  | F5SS-202412-6W |  | 20x24x12 | 20 | 24 | 12 | MERV 8 | 8 | f
| Active | Inventory Part | F5SS-242412-6W | EFS 24x24x12, 50% Depth Loading Synthetic Pocket Filter (6 pockets) | Tax | Sales | Cost of Goods Sold | Inventory:Inventory Asset | 0 | M5/WP55 Pocket Filter w/20mm header (592x592x310) 24x24x12 inch Synthetic (6) pockets; Intake Air Filter | 417 | 18.33 | Wetzel Technologies Co., Ltd |  | 58.25 |  | F5SS-242412-6W |  | 24x24x12 | 24 | 24 | 12 | 50% | 7 | f
| Active | Inventory Part | F6-122424-3W | EFS 12x24x24, 60% Depth Loading Synthetic Pocket Filter (3 pockets) | Tax | Sales | Cost of Goods Sold | Inventory:Inventory Asset | 0 | M6/WP65 Pocket Filter w/20mm header (287x592x600) 12x24x24 inch Synthetic three (3) pockets; Intake Air Filter | 97 | 16.2 | Wetzel Technologies Co., Ltd |  | 68.2 |  | F6-122424-3W |  | 12x24x24 | 12 | 24 | 24 | 60% | 8 | f
| Active | Inventory Part | F6-242424-8W | EFS 24x24x24, 60% Depth Loading Synthetic Pocket Filter (8 pockets) | Tax | Sales | Cost of Goods Sold | Inventory:Inventory Asset | 0 | M6/WP65 Pocket Filter w/20mm header (592x592x600) 24x24x24 inch Synthetic eight (8) pockets; Intake Air Filter | 165 | 31.99 | Wetzel Technologies Co., Ltd |  | 79.29 |  | F6-242424-8W |  | 24x24x24 | 24 | 24 | 24 | 60% | 8 | f
| Active | Inventory Part | F6-242426-6W | EFS 24x24x26, 60% Depth Loading Synthetic Pocket Filter (6 pockets) | Tax | Sales | Cost of Goods Sold | Inventory:Inventory Asset | 0 | M6/WP65 Pocket Filter w/20mm header (592x592x600) 24x24x24 inch Synthetic SIX (6) pockets; Intake Air Filter | 0 | 34.5 | Wetzel Technologies Co., Ltd |  | 66.45 |  | F6-242424-6W |  | 24x24x26 | 24 | 24 | 26 | 60% | 8 | f
| Active | Inventory Part | F6-242426-8W | EFS 24x24x26, 60% Depth Loading Synthetic Pocket Filter (8 pockets) | Tax | Sales | Cost of Goods Sold | Inventory:Inventory Asset | 0 | M6/WP65 Pocket Filter w/20mm header (592x592x600) 24x24x24 inch Synthetic eight (8) pockets; Intake Air Filter | 0 | 34.5 | Wetzel Technologies Co., Ltd |  | 79.29 |  | F6-242424-8W |  | 24x24x26 | 24 | 24 | 26 | 60% | 8 | f
| Active | Inventory Part | F6S-122418-3W | EFS 12x24x18, 60% Depth Loading Synthetic Pocket Filter (4 pockets) | Tax | Sales | Cost of Goods Sold | Inventory:Inventory Asset | 0 | F6 Pocket Filter w/20mm header (287x592x457) 12x24x18 inch Synthetic (3) pockets; Intake Air Filter WP65 | 549 | 15.78 | Wetzel Technologies Co., Ltd |  | 64.17 |  | F6S-122418-3W |  | 12x24x18 | 12 | 24 | 18 | 60% | 8 | f
| Active | Inventory Part | F6S-242418-8W | EFS 24x24x18, 60% Depth Loading Synthetic Pocket Filter (8 pockets) | Tax | Sales | Cost of Goods Sold | Inventory:Inventory Asset | 0 | F6 Pocket Filter w/20mm header (592x592x457) 24x24x18 inch Synthetic eight (8) pockets; Intake Air Filter WP65 | 736 | 27.55 | Wetzel Technologies Co., Ltd |  | 83.43 |  | F6S-242418-8W |  | 24x24x18 | 24 | 24 | 18 | 60% | 8 | f
| Active | Inventory Part | F6SS-122412-3W | EFS 12x24x12, 60% Depth Loading Synthetic Pocket Filter (3 pockets) | Tax | Sales | Cost of Goods Sold | Inventory:Inventory Asset | 0 | M6/WP65 Pocket Filter w/20mm header (287x592x310) 12x24x12 inch Synthetic (3) pockets; Intake Air Filter | 86 | 14.21 | Wetzel Technologies Co., Ltd |  | 57.14 |  | F6SS-122412-3W |  | 12x24x12 | 12 | 24 | 12 | 60% | 8 | f
| Active | Inventory Part | F6SS-242412-8W | EFS 24x24x12, 60% Depth Loading Synthetic Pocket Filter (8 pockets) | Tax | Sales | Cost of Goods Sold | Inventory:Inventory Asset | 0 | M6/WP65 Pocket Filter w/20mm header (592x592x310) 24x24x12 inch Synthetic eight (8) pockets; Intake Air Filter | 225 | 21.32 | Wetzel Technologies Co., Ltd |  | 68.57 |  | F6SS-242412-8W |  | 24x24x12 | 24 | 24 | 12 | 60% | 8 | f
| Active | Inventory Part | F6V2-1224-GWB | MERV 11 65%, 2V-Bank Filter (12x24x12) w/DSG | Tax | Sales | Cost of Goods Sold | Inventory:Inventory Asset | 0 | 2V 287x592x292 (12x24x12)..BLUE Frame; 20mm header with PP media..With Gasket Downstream; Intake Air Filter | 0 | 20.2 | Wetzel Technologies Co., Ltd |  | 71.72 |  | F6V2-1224-GWB |  | 12x24x12 | 12 | 24 | 12 | MERV 11 | 11 | f
| Active | Inventory Part | F6V2-2424-GWB | MERV 11 65% 2V-Bank Filter (24x24x12) w/DSG | Tax | Sales | Cost of Goods Sold | Inventory:Inventory Asset | 0 | 2V 592x592x292 (24x24x12)..BLUE Frame; 20mm header with PP media..With Gasket Downstream; Intake Air Filter | 0 | 27.9 | Wetzel Technologies Co., Ltd |  | 82.72 |  | F6V2-2424-GWB |  | 24x24x12 | 24 | 24 | 12 | MERV 11 | 11 | f
| Active | Inventory Part | F6V3-2020-GWB | MERV 11 (65%) 3V-Bank Filter (20x20x12) w/DSG | Tax | Sales | Cost of Goods Sold | Inventory:Inventory Asset | 0 |  | 0 | 32.4 | Wetzel Technologies Co., Ltd |  | 85.33 |  |  |  | 20x20x12 | 20 | 20 | 12 | MERV 11 | 11 | f
| Active | Inventory Part | F6V4-1224-GWB | MERV 11 (65%) 4V-Bank Filter (12x24x12) w/DSG | Tax | Sales | Cost of Goods Sold | Inventory:Inventory Asset | 0 |  | 0 | 32.4 | Wetzel Technologies Co., Ltd |  | 80.67 |  |  |  | 12x24x12 | 12 | 24 | 12 | MERV 11 | 11 | f
| Active | Inventory Part | F6V4-2024-GWB | MERV 11 (65%) 4V-Bank Filter (20x24x12) w/DSG | Tax | Sales | Cost of Goods Sold | Inventory:Inventory Asset | 0 |  | 0 | 32.4 | Wetzel Technologies Co., Ltd |  | 85.33 |  |  |  | 20x24x12 | 20 | 24 | 12 | MERV 11 | 11 | f
| Active | Inventory Part | F6V4-2424-GWB | MERV 11 (65%) 4V-Bank Filter (24x24x12) w/DSG | Tax | Sales | Cost of Goods Sold | Inventory:Inventory Asset | 0 |  | 6 | 32.4 | Wetzel Technologies Co., Ltd |  | 87.75 |  |  |  | 24x24x12 | 24 | 24 | 12 | MERV 11 | 11 | f
| Active | Inventory Part | F6WR-242426-6W | EFS 24x24x26, with Rubber Boot, Water Resistant , Depth Loading Synthetic Pocket Filter (6 pockets) | Tax | Sales | Cost of Goods Sold | Inventory:Inventory Asset | 0 | F6 WR with Rubber Boot M6/WP65 Pocket Filter w/20mm header (592x592x600) 24x24x24 inch Synthetic SIX (6) pockets; Intake Air Filter | 6 | 35.1 | Wetzel Technologies Co., Ltd |  | 94.6 |  | F6WR-242424-6W |  | 24x24x26 | 24 | 24 | 26 |  | 8 | f
| Active | Inventory Part | F6WR-242426-8W | EFS 24x24x26, with Rubber Boot, Water Resistant , Depth Loading Synthetic Pocket Filter (8 pockets) | Tax | Sales | Cost of Goods Sold | Inventory:Inventory Asset | 0 | F6 WR with Rubber Boot M6/WP65 Pocket Filter w/20mm header (592x592x600) 24x24x24 inch Synthetic eight (8) pockets; Intake Air Filter | 5 | 42.3 | Wetzel Technologies Co., Ltd |  | 104.6 |  | F6WR-242424-8W |  | 24x24x26 | 24 | 24 | 26 |  | 8 | f
| Active | Inventory Part | F7-242424-8W | EFS 24x24x24, Depth Loading Synthetic Pocket Filter (8 pockets) | Tax | Sales | Cost of Goods Sold | Inventory:Inventory Asset | 0 | M6/WP65 Pocket Filter w/20mm header 24x24x24 inch Synthetic eight (8) pockets; Intake Air Filter | 0 | 34.5 | Wetzel Technologies Co., Ltd |  | 79.29 |  | F7-242424-8W |  | 24x24x24 | 24 | 24 | 24 |  | 8 | f
| Active | Inventory Part | F7 Pocket | Air Filter Bag for OMAV Exhaust ..320mm Dia exhaust x 520mm Long F7/MERV14 Like OMVM-92094-F7 | Tax | Sales | Cost of Goods Sold | Inventory:Inventory Asset | 0 | 20 x 20 x 24 F7 Synthetic Pocket | 0 | 4.77 | Glasfloss Industries |  | 10.24 |  |  |  |  | 320 | 520 |  | MERV14 | 14 | f
| Active | Inventory Part | F7242724PKT-9P | F7 24X27X24 9 Pockets NO GASKET..Semi-rigid media, HF welding + inner spacers.. | Tax | Sales | Cost of Goods Sold | Inventory:Inventory Asset | 0 | F7 24X27X24 9 Pockets NO GASKET..682x592x600-9P, Plastic 25mm Header, Simi-rigid media, HF welding + inner spacers | 0 |  | Wetzel Technologies Co., Ltd |  |  |  | F7242724PKT-9P |  | 24X27X24 | 24 | 27 | 24 |  | 8 | f
| Active | Inventory Part | F7242724PKT-9PDSG | F7 24X27X24 9 Pockets DSG..Semi-rigid media, HF welding + inner spacers.. | Tax | Sales | Cost of Goods Sold | Inventory:Inventory Asset | 0 | F7 24X27X24 9 Pockets DSG..682x592x600-9P, Plastic 25mm Header, 3x15mm CR gasket on clean air (downstream) side, Semi-rigid media, HF welding + inner spacers.. | 0 | 24.23 | Wetzel Technologies Co., Ltd |  |  |  | F7242724PKT-9PDSG |  | 24X27X24 | 24 | 27 | 24 |  | 8 | f
| Active | Inventory Part | F7V2-1224-GWB | MERV 13, 2V-Bank Filter (12x24x12) w/DSG | Tax | Sales | Cost of Goods Sold | Inventory:Inventory Asset | 0 | 2V 287x592x292 (12x24x12)..BLUE Frame; 20mm header with PP media..With Gasket Downstream; Intake Air Filter | -4 | 20.2 | Wetzel Technologies Co., Ltd |  | 71.72 |  | F7V2-1224-GWB |  | 12x24x12 | 12 | 24 | 12 | MERV 13 | 13 | f
| Active | Inventory Part | F7V2-2424-GWB | MERV 13, 2V-Bank Filter (24x24x12) w/DSG | Tax | Sales | Cost of Goods Sold | Inventory:Inventory Asset | 0 | 2V 592x592x292 (24x24x12)..BLUE Frame; 20mm header with PP media..With Gasket Downstream; Intake Air Filter | -28 | 27.9 | Wetzel Technologies Co., Ltd |  | 82.72 |  | F7V2-2424-GWB |  | 24x24x12 | 24 | 24 | 12 | MERV 13 | 13 | f
| Active | Inventory Part | F7V3-2020-GWB | MERV 13 3V-Bank Filter (20x20x12) w/DSG | Tax | Sales | Cost of Goods Sold | Inventory:Inventory Asset | 0 |  | 0 | 25.95 | Wetzel Technologies Co., Ltd |  | 82.72 |  | F7V3-2020-GWB |  | 20x20x12 | 20 | 20 | 12 | MERV 13 | 13 | f
| Active | Inventory Part | F7V4-1224-GWB | MERV 13 4V-Bank Filter (12x24x12) w/DSG | Tax | Sales | Cost of Goods Sold | Inventory:Inventory Asset | 0 | MERV 13 4V-Bank Filter (12x24x12) w/DSG | 7 | 32.4 | Wetzel Technologies Co., Ltd |  | 83.43 |  |  |  | 12x24x12 | 12 | 24 | 12 | MERV 13 | 13 | f
| Active | Inventory Part | F7V4-2024-GWB | MERV 16 (95%) 4V-Bank Filter (20x24x12) w/DSG | Tax | Sales | Cost of Goods Sold | Inventory:Inventory Asset | 0 |  | 2 | 29.87 | Wetzel Technologies Co., Ltd |  | 82.72 |  | F7V4-2024-GWB |  | 20x24x12 | 20 | 24 | 12 | MERV 16 | 16 | f
| Active | Inventory Part | F7V4-2424-GWB | MERV 13 4V-Bank Filter (24x24x12) w/DSG | Tax | Sales | Cost of Goods Sold | Inventory:Inventory Asset | 0 | 4V 592x592x292 (24x24x12)..BLUE Frame; 20mm header with PP media..With Gasket Downstream | 76 | 32.4 | Wetzel Technologies Co., Ltd |  | 95.2 |  |  |  | 24x24x12 | 24 | 24 | 12 | MERV 13 | 13 | f
| Active | Inventory Part | F7V4-2424-W | MERV 13 4V-Bank Filter (24x24x12) No gasket | Tax | Sales | Cost of Goods Sold | Inventory:Inventory Asset | 0 | 4V 592x592x292 (24x24x12)..BLUE Frame; 20mm header with PP media..With Gasket Downstream | 0 | 32.4 | Wetzel Technologies Co., Ltd |  | 89.14 |  | F7V4-2424-W |  | 24x24x12 | 24 | 24 | 12 | MERV 13 | 13 | f
| Active | Inventory Part | F8-06-122415-W | F8 (95%) 6 Pocket, Synthetic Bag Filter (12x24x15) with Extruded Aluminum Frame | Tax | Sales | Cost of Goods Sold:Material | Inventory:Inventory Asset | 0 | F8 (95%) 6 Pocket, Synthetic Bag Filter (x24x15) with Extruded Aluminum Frame | -3 | 0 | Wetzel Technologies Co., Ltd |  | 47.19 |  | F8-06-122415-W |  | 12x24x15 | 12 | 24 | 15 | 95% | 16 | f
| Active | Inventory Part | F8-06-242415-W | F8 (95%) 6 Pocket, Synthetic Bag Filter (24x24x15) with Extruded Aluminum Frame | Tax | Sales | Cost of Goods Sold:Material | Inventory:Inventory Asset | 0 | F8-PK2F8-H5G1R-A3A_592x592xx380-6P20..F8 (95%) 6 Pocket, Synthetic Bag Filter (24x24x15) with Extruded Aluminum Frame | 30 | 9.66 | Wetzel Technologies Co., Ltd |  | 51.3 |  |  |  | 24x24x15 | 24 | 24 | 15 | 95% | 16 | f
| Active | Inventory Part | F8-08BAG122422 | EFS 12x24x22, F8/MERV 14, 4 Pocket Bag Filter with Aluminum Frame | Tax | Sales | Cost of Goods Sold | Inventory:Inventory Asset | 0 | EF Series Pocket/Bag Filter; 287*592*558 (12x24x22in.)..F8/MERV 14, 4 Pocket Bag Filter with Yellow Media, ..Aluminum Frame, Welding with inner pockets, ..with plastic sticks and covers | 212 | 9.38 | Wetzel Technologies Co., Ltd |  | 52.89 |  | F8-08BAG122422 |  | 12x24x22 | 12 | 24 | 22 | MERV 14 | 14 | f
| Active | Inventory Part | F8-08BAG242422 | EFS 24x24x22, F8/MERV 14, 8 Pocket Bag Filter with Aluminum Frame | Tax | Sales | Cost of Goods Sold | Inventory:Inventory Asset | 0 | Pocket/Bag Filter; 592*592*558 (24x24x22in.)..F8/MERV 14, 8 Pocket Bag Filter with Yellow Media, ..Aluminum Frame, Welding with inner pockets, ..with plastic sticks and covers | 409 | 13.87 | Wetzel Technologies Co., Ltd |  | 61.47 |  | F8-08BAG242422 |  | 24x24x22 | 24 | 24 | 22 | MERV 14 | 14 | f
| Active | Inventory Part | F8V2-1224-GWB | MERV 16 (95%) 2V-Bank Filter (12x24x12) w/DSG | Tax | Sales | Cost of Goods Sold | Inventory:Inventory Asset | 0 | 2V 287x592x292 (12x24x12)..BLUE Frame; 20mm header with PP media..With Gasket Downstream; Intake Air Filter | 270 | 20.81 | Wetzel Technologies Co., Ltd |  | 80.72 |  | F8V2-1224-GWB |  | 12x24x12 | 12 | 24 | 12 | MERV 16 | 16 | f
| Active | Inventory Part | F8V2-2424-GWB | MERV 16 (95%) 2V-Bank Filter (24x24x12) w/DSG | Tax | Sales | Cost of Goods Sold | Inventory:Inventory Asset | 0 | 2V 592x592x292 (24x24x12)..BLUE Frame; 20mm header with PP media..With Gasket Downstream; Intake Air Filter | 648 | 25.87 | Wetzel Technologies Co., Ltd |  | 92.05 |  | F8V2-2424-GWB |  | 24x24x12 | 24 | 24 | 12 | MERV 16 | 16 | f
| Active | Inventory Part | F8V3-2020-GWB | MERV 16 (95%) 3V-Bank Filter (20x20x12) w/DSG | Tax | Sales | Cost of Goods Sold | Inventory:Inventory Asset | 0 | 3V 490x490x292 (20x20x12)..BLUE Frame; 20mm header with PP media..With Gasket Downstream | 304 | 24.06 | Wetzel Technologies Co., Ltd |  | 86.07 |  | 3V 490x490x292 |  | 20x20x12 | 20 | 20 | 12 | MERV 16 | 16 | f
| Active | Inventory Part | F8V4-1220-GWB | MERV 15 (95%) 4V-Bank Filter (12x20x12) w/DSG | Tax | Sales | Cost of Goods Sold | Inventory:Inventory Asset | 0 | (12x20x12)..BLUE Frame; 20mm header with PP media..With Gasket Downstream | 3 | 30.36 | Wetzel Technologies Co., Ltd |  | 88.65 |  | F8V4-1220-GWB |  | 12x20x12 | 12 | 20 | 12 | MERV 15 | 15 | f
| Active | Inventory Part | F8V4-1224-GWB | MERV 16 (95%) 4V-Bank Filter (12x24x12) w/DSG | Tax | Sales | Cost of Goods Sold | Inventory:Inventory Asset | 0 | 4V 287x592x292 (12x24x12)..BLUE Frame; 20mm header with PP media..With Gasket Downstream | 547 | 21.69 | Wetzel Technologies Co., Ltd |  | 83.43 |  | 4V 292x592x292 |  | 12x24x12 | 12 | 24 | 12 | MERV 16 | 16 | f
| Active | Inventory Part | F8V4-1224-W | MERV 16 (95%) 4V-Bank Filter (12x24x12) NO GASKET | Tax | Sales | Cost of Goods Sold | Inventory:Inventory Asset | 0 | 4V 292x592x292 (12x24x12)..BLUE Frame; 20mm header with PP media; NO GASKET | 0 | 23.4 | Wetzel Technologies Co., Ltd |  | 76.28 |  | 4V 292x592x292 |  | 12x24x12 | 12 | 24 | 12 | MERV 16 | 16 | f
| Active | Inventory Part | F8V4-2024-GWB | MERV 16 (95%) 4V-Bank Filter (20x24x12) w/DSG | Tax | Sales | Cost of Goods Sold | Inventory:Inventory Asset | 0 | 4V 490x592x292 (20x24x12)..BLUE Frame; 20mm header with PP media..With Gasket Downstream | 610 | 27.32 | Wetzel Technologies Co., Ltd |  | 86.07 |  | 4V 490x592x292 |  | 20x24x12 | 20 | 24 | 12 | MERV 16 | 16 | f
| Active | Inventory Part | F8V4-2424-GWB | MERV 16 (95%) 4V-Bank Filter (24x24x12) w/DSG | Tax | Sales | Cost of Goods Sold | Inventory:Inventory Asset | 0 | 4V 592x592x292 (24x24x12)..BLUE Frame; 20mm header with PP media..With Gasket Downstream | 77 | 30.03 | Wetzel Technologies Co., Ltd |  | 98.2 | 4000 | 4V 592x592x292 |  | 24x24x12 | 24 | 24 | 12 | MERV 16 | 16 | f
| Active | Inventory Part | F8V4-2424-GWB-R | MERV 16 (95%) Reverse 4V-Bank Filter (24x24x12) w/DSG | Tax | Sales | Cost of Goods Sold | Inventory:Inventory Asset | 0 | 4V 592x592x292 (24x24x12)..BLUE Frame; 20mm header with PP media..With Gasket Downstream | 1 | 33.37 | Wetzel Technologies Co., Ltd |  | 96.1 |  | 4V 592x592x292 |  | 24x24x12 | 24 | 24 | 12 | MERV 16 | 16 | f
| Active | Inventory Part | F8V4-2424-W | MERV 16 (95%) 4V-Bank Filter (24x24x12) NO GASKET | Tax | Sales | Cost of Goods Sold | Inventory:Inventory Asset | 0 | 4V 592x592x292 (24x24x12)..BLUE Frame; 20mm header with PP media..NO GASKET | 544 | 29.75 | Wetzel Technologies Co., Ltd |  | 88.71 |  | 4V 592x592x292 |  | 24x24x12 | 24 | 24 | 12 | MERV 16 | 16 | f
| Active | Inventory Part | F8V4DH-1224-GWB | EFS F8, MERV 16 (95%) V4-Bank Filter 12x24x12 RP Gasketed DOUBLE HEADER | Tax | Sales | Cost of Goods Sold | Inventory:Inventory Asset | 0 | 4V 287x592x292 (12x24x12)..BLUE Frame; 20mm header with PP media..With Gasket Downstream | 0 | 23.4 | Wetzel Technologies Co., Ltd |  | 76.2 |  | 4V 292x592x292 |  | 12x24x12 | 12 | 24 | 12 | MERV 16 | 16 | f
| Active | Inventory Part | F8V4DH-2424-GWB | EFS F8 MERV 16 (95%) V4-Bank Filter (24x24x12) RP Gasketed DOUBLE HEADER | Tax | Sales | Cost of Goods Sold | Inventory:Inventory Asset | 0 | 4V 592x592x292 (24x24x12)..BLUE Frame; 20mm header with PP media..With Gasket Downstream | 0 | 32.4 | Wetzel Technologies Co., Ltd |  | 89.14 |  | 4V 592x592x292 |  | 24x24x12 | 24 | 24 | 12 | MERV 16 | 16 | f
| Active | Inventory Part | F8V4GL-1224-GWB | MERV 16 Glass Media (95%) 4V-Bank Filter (12x24x12) w/DSG | Tax | Sales | Cost of Goods Sold | Inventory:Inventory Asset | 0 | 4V 287x592x292 (12x24x12)..BLUE Frame; 20mm header with Glass media With Gasket Downstream | 10 | 27.08 | Wetzel Technologies Co., Ltd |  | 108.48 |  | 4V 292x592x292 GLASS |  | 12x24x12 | 12 | 24 | 12 | MERV 16 | 16 | f
| Active | Inventory Part | F8V4GL-2024-GWB | MERV 15 Glass Media (95%) 4V-Bank Filter (20x24x12) w/DSG | Tax | Sales | Cost of Goods Sold | Inventory:Inventory Asset | 0 | 4V (20x24x12)..BLUE Frame; 20mm header with Glass Media With Gasket Downstream | 12 | 37.6 | Wetzel Technologies Co., Ltd |  | 114.41 |  | F8V4GL-2024-GWB |  | 20x24x12 | 20 | 24 | 12 | MERV 15 | 15 | f
| Active | Inventory Part | F8V4GL-2424-GWB | MERV 15 Glass Media (95%) 4V-Bank Filter (24x24x12) w/DSG | Tax | Sales | Cost of Goods Sold | Inventory:Inventory Asset | 0 | 4V 592x592x292 (24x24x12)..BLUE Frame; 20mm header with Glass Media With Gasket Downstream | 45 | 37.6 | Wetzel Technologies Co., Ltd |  | 114.41 |  | 4V 592x592x292 GLASS |  | 24x24x12 | 24 | 24 | 12 | MERV 15 | 15 | f
| Active | Inventory Part | F9V4-1224-GWB | EFS F9 96% 4V-Bank Filter (12x24x12) w/DSG | Tax | Sales | Cost of Goods Sold | Inventory:Inventory Asset | 0 | 4V(12x24x12)..BLUE Frame; 20mm header with PP media..With Gasket Downstream | 0 | 0 | Wetzel Technologies Co., Ltd |  | 0 |  | F9V4-1224-GWB |  | 12x24x12 | 12 | 24 | 12 | 96% | 16 | f
| Active | Inventory Part | F9V4-2424-GWB | EFS F9 96% 4V-Bank Filter (24x24x12) w/DSG | Tax | Sales | Cost of Goods Sold | Inventory:Inventory Asset | 0 | 4V 592x592x292 (24x24x12)..BLUE Frame; 20mm header with PP media..With Gasket Downstream | 0 | 32.4 | Wetzel Technologies Co., Ltd |  | 89.14 |  |  |  | 24x24x12 | 24 | 24 | 12 | 96% | 16 | f
| Active | Inventory Part | FA-191177 | 26" Canister MERV 15 Synthetic | Tax | Sales | Cost of Goods Sold | Inventory:Inventory Asset | 0 | 26" Canister MERV 15 Synthetic | 0 | 84.55 | Fleetlife, Inc. |  | 84.55 |  | FA-191177 |  |  |  | 26 |  | MERV 15 | 15 | f
| Active | Inventory Part | FA-191789-22 | 22" L M11 Cansiter aka P19-1789 Duratek | Tax | Sales | Cost of Goods Sold | Inventory:Inventory Asset | 0 | FA-6555 22" L open./Closed , Large Hole..MERV11 Synthetic Media |  | 40.79 | Fleetlife, Inc. |  | 82 |  | FA-6555-20205 |  |  |  | 22 |  |  |  | f
| Active | Inventory Part | FA 191234-WB | 22" Cylindrical, MERV 11 GT Inlet Filter | Tax | Sales | Cost of Goods Sold | Inventory:Inventory Asset | 0 | FA 191234-WB..MERV 11 ; 1.25" Bolt Hole (12.75" x 22" open/closed) ..12.75" x 22" cartridge with 1.125" Bolt hole..Outer prefilter wrap; MERV 11..(Donaldson eqv. PN: P19-1234) | 0 | 48.73 | Fleetlife, Inc. |  | 87.53 |  | FA 191234-WB |  |  |  | 22 |  | MERV 11 | 11 | f
| Active | Inventory Part | FA 2822625-PWO | FA 2822625-PWO | Tax | Sales | Cost of Goods Sold | Inventory Asset | 0 | FA 2822625-PWO | 0 | 390.82 | Fleetlife, Inc. |  | 568.19 |  | FA 2822625-PWO | [7 empty] | a
| Active | Inventory Part | FCC-W | Canister Washer 2 3/8 x 1/2 (without lip) | Tax | Sales | Cost of Goods Sold | Inventory:Inventory Asset | 0 | Washer for Canister (without lip) | 37933 | 0.5 | Wetzel Technologies Co., Ltd |  | 1.3 |  | FCC-W |  | 2 3/8 x 1/2 | 2.375 | 0.5 |  |  |  | a
| Active | Inventory Part | FF-04 | 20x24x3 Filter Frame | Tax | Sales | Cost of Goods Sold | Inventory:Inventory Asset | 0 | 20x24x3 Filter Frame | 24 | 28 | Aircon Filter Mfg. Co., Inc. |  | 40.3 |  | FF-04 |  | 20x24x3 | 20 | 24 | 3 |  |  | a
| Active | Inventory Part | FF-24 | 12x24x3 Filter Frame | Tax | Sales | Cost of Goods Sold | Inventory:Inventory Asset | 0 | 12x24x3 Filter Frame | 7 | 16.5 | Aircon Filter Mfg. Co., Inc. |  | 28.6 |  | FF-44 |  | 12x24x3 | 12 | 24 | 3 |  |  | a
| Active | Inventory Part | FF-44 | 24x24x3 Filter Frame | Tax | Sales | Cost of Goods Sold | Inventory:Inventory Asset | 0 | 24x24x3 Filter Frame | 2 | 18 | Aircon Filter Mfg. Co., Inc. |  | 40.3 |  | FF-44 |  | 24x24x3 | 24 | 24 | 3 |  |  | a
| Active | Inventory Part | FGP-CARB 1/1 G | 24x24x12, V-Bank Style Extended Surface Carbon (500g) Filter w/DSG | Tax | Sales | Cost of Goods Sold | Inventory:Inventory Asset | 0 | 4V 592x592x292mm (24x24x12) ..BLUE Frame; V4-Bank Style Carbon Media Filter; Gasketed..MERV 15/500g | 624 | 74.72 | Wetzel Technologies Co., Ltd |  | 208.61 |  | FGP-CARB 1/1 |  | 24x24x12 | 24 | 24 | 12 |  | 14 | f
| Active | Inventory Part | FGP-CARB 1/2 G | 12x24x12, V-Bank Style Extended Surface Carbon (500g) Filter w/DSG | Tax | Sales | Cost of Goods Sold | Inventory:Inventory Asset | 0 | 4V 287x592x292mm (12x24x12) ..BLUE Frame; V4-Bank Style Carbon Media Filter; Gasketed..MERV 15/500g | 397 | 58.3 | Wetzel Technologies Co., Ltd |  | 161.28 |  | FGP-CARB 1/2 G |  | 12x24x12 | 12 | 24 | 12 |  | 14 | f
| Active | Inventory Part | FGP-CARB 5/6 G | 20x24x12, V-Bank Style Extended Surface Carbon (500g) Filter w/DSG | Tax | Sales | Cost of Goods Sold | Inventory:Inventory Asset | 0 | 490x592x292 (20x24x12) V4-Bank Style Carbon Media Filter; MERV 15/500g | 100 | 80.24 | Wetzel Technologies Co., Ltd |  | 186.57 |  | FGP-CARB 5/6 G |  | 20x24x12 | 20 | 24 | 12 |  | 14 | f
| Active | Inventory Part | FGP-CARBM14 1/1 G | 24x24x12, V-Bank Style Extended Surface Carbon MERV14 Filter w/DSG | Tax | Sales | Cost of Goods Sold | Inventory:Inventory Asset | 0 | 4V 592x592x292mm (24x24x12) ..BLUE Frame; V4-Bank Style Carbon Media Filter; Gasketed, MERV 14 COMBO ..MERV 15/500g | 0 | 80.6 | Wetzel Technologies Co., Ltd |  | 208.61 |  | FGP-CARB 1/1 |  | 24x24x12 | 24 | 24 | 12 | MERV14 | 14 | f
| Active | Inventory Part | FGP-CARBM14 1/2 G | 12x24x12, V-Bank Style Extended Surface Carbon MERV14 Filter w/DSG | Tax | Sales | Cost of Goods Sold | Inventory:Inventory Asset | 0 | 4V 287x592x292mm (12x24x12) ..BLUE Frame; V4-Bank Style Carbon Media Filter; Gasketed MERV 14 COMBO ..MERV 15/500g | 0 | 62.9 | Wetzel Technologies Co., Ltd |  | 161.28 |  | FGP-CARB 1/2 G |  | 12x24x12 | 12 | 24 | 12 | MERV14 | 14 | f
| Active | Inventory Part | FGP-CARBM14 5/6 G | 20x24x12, V-Bank Style Extended Surface Carbon MERV14 Filter w/DSG | Tax | Sales | Cost of Goods Sold | Inventory:Inventory Asset | 0 | 4V 508x592x292mm (20x24x12) ..BLUE Frame; V4-Bank Style Carbon Media Filter; Gasketed MERV 14 COMBO ..MERV 15/500g | 0 | 62.9 | Wetzel Technologies Co., Ltd |  | 161.28 |  | FGP-CARB 5/6 G |  | 20x24x12 | 20 | 24 | 12 | MERV14 | 14 | f
| Active | Inventory Part | FGP-CARBM15 1/1 G | 24x24x12, V-Bank Style Extended Surface Carbon MERV15 Filter w/DSG | Tax | Sales | Cost of Goods Sold | Inventory:Inventory Asset | 0 | 4V 592x592x292mm (24x24x12) ..BLUE Frame; V4-Bank Style Carbon Media Filter; Gasketed, MERV 15 COMBO ..MERV 15/500g | 0 | 80.6 | Wetzel Technologies Co., Ltd |  | 208.61 |  | FGP-CARB 1/1 |  | 24x24x12 | 24 | 24 | 12 | MERV15 | 15 | f
| Active | Inventory Part | FGP-CARBM15 1/2 G | 12x24x12, V-Bank Style Extended Surface Carbon MERV15 Filter w/DSG | Tax | Sales | Cost of Goods Sold | Inventory:Inventory Asset | 0 | 4V 287x592x292mm (12x24x12) ..BLUE Frame; V4-Bank Style Carbon Media Filter; Gasketed MERV 15 COMBO ..MERV 15/500g | 0 | 62.9 | Wetzel Technologies Co., Ltd |  | 161.28 |  | FGP-CARB 1/2 G |  | 12x24x12 | 12 | 24 | 12 | MERV15 | 15 | f
| Active | Inventory Part | FGP-CARBW-M14 1/1G | MERV 14, 24x24x12, V-Bank Style Extended Surface Carbon (500g) Filter w/DSG | Tax | Sales | Cost of Goods Sold | Inventory:Inventory Asset | 0 | 592x592x292mm (24x24x12) ..BLUE Frame; V4-Bank Style Carbon Media Filter; ..MER 15/500g | 0 | 80.6 | Wetzel Technologies Co., Ltd |  | 186.57 |  | FGP-CARBW-M14 1/1G |  | 24x24x12 | 24 | 24 | 12 | MERV 14 | 14 | f
| Active | Inventory Part | FGP-CARBW-M14 1/2G | MERV 14, 12x24x12, V-Bank Style Extended Surface Carbon (500g) Filter w/DSG | Tax | Sales | Cost of Goods Sold | Inventory:Inventory Asset | 0 | 287x592x292mm (12x24x12) ..BLUE Frame; V4-Bank Style Carbon Media Filter; ..MERV 15/500g | 0 | 62.9 | Wetzel Technologies Co., Ltd |  | 161.28 |  | FGP-CARBW-M14 1/2G |  | 12x24x12 | 12 | 24 | 12 | MERV 14 | 14 | f
| Active | Inventory Part | FHT-F6-12122W | EFS High Temp. Air Filter, 12"x12"x2" ..aluminum Frame, Glass Fiber media | Tax | Sales | Cost of Goods Sold | Inventory:Inventory Asset | 0 | High Temp. Air Filter, F6, 12x12x2" (305x305x51mm) with Aluminum Frame, Glass Fiber media; no header | 0 | 22.3 | Wetzel Technologies Co., Ltd |  | 89.2 |  | FHT-F6-12122W |  | 12"x12"x2" | 12 | 12 | 2 |  |  | f
| Active | Inventory Part | FHT-F6-20244 | EFS High Temp. Air Filter, 20x24x4 w/ Galvanized Frame | Tax | Sales | Cost of Goods Sold | Inventory Asset | 0 | EFS High Temp. Air Filter, 20x24x4 w/ Galvanized Frame | 0 | 45.8 | Wetzel Technologies Co., Ltd |  | 101.23 |  |  |  | 20x24x4 | 20 | 24 | 4 |  |  | f
| Active | Inventory Part | FHT-F6-232312W-DH | EFS High Temp. Air Filter, 23-3/8" x 23-3/8" x 11�" , Aluminum Frame, Glass Fiber media, Screens Both Sides, HT Gasket, Double Header, High Capacity, Rated 2000 cfm | Tax | Sales | Cost of Goods Sold | Inventory:Inventory Asset | 0 | High Temp. Air Filter, F6, 23-3/8" x 23-3/8" x 11�" (592x592x292mm) with Aluminum Frame, Glass Fiber media, Screen Both Sides, Double Header, 4250m3/h | 0 | 69.3 | Wetzel Technologies Co., Ltd |  | 140 |  | BX3M6-A3J2-D1 |  | 23-3/8" x 23-3/8" | 23.375 | 23.375 | 11 |  |  | f
| Active | Inventory Part | FHT-F6-232312W-SH | EFS High Temp. Air Filter, 23-3/8" x 23-3/8" x 11�" , Aluminum Frame, Glass Fiber media, Screens Both Sides, HT Gasket, Single Header, High Capacity, Rated 2000 cfm | Tax | Sales | Cost of Goods Sold | Inventory:Inventory Asset | 0 | High Temp. Air Filter, F6, 23-3/8" x 23-3/8" x 11�" (592x592x292mm) with Aluminum Frame, Glass Fiber media, Screen Both Sides, Single Header, 4250m3/h | 0 | 71.2 | Wetzel Technologies Co., Ltd |  | 143 |  | BX3M6-A2J2D1 |  | 23-3/8" x 23-3/8" | 23.375 | 23.375 | 11 |  |  | f
| Active | Inventory Part | FHT-F6-23234W | EFS High Temp. Air Filter, 23-3/8" x 23-3/8" x 3-1/2" ..aluminum Frame, Glass Fiber media | Tax | Sales | Cost of Goods Sold | Inventory:Inventory Asset | 0 | High Temp. Air Filter, F6, 23-3/8" x 23-3/8" x 3-1/2" (592x592x89mm) with Aluminum Frame, Glass Fiber media; no header |  | 57.2 | Wetzel Technologies Co., Ltd |  | 76.28 |  | FHT-F6-23234W |  | 23-3/8" x 23-3/8" x 3-1/2" | 23.375 | 23.375 | 3.5 |  |  | f
| Active | Inventory Part | FHT-F6-24242W | EFS High Temp. Air Filter, 24" x 24" x 2" ..aluminum Frame, Glass Fiber media | Tax | Sales | Cost of Goods Sold | Inventory:Inventory Asset | 0 | High Temp. Air Filter, F6, 24" x 24" x 2" (610x610x55mm) with Aluminum Frame, Glass Fiber media; no header | 0 | 57.2 | Wetzel Technologies Co., Ltd |  | 165.2 |  | FHT-F6-24242W |  | 24" x 24" x 2" | 24 | 24 | 2 |  |  | f
| Active | Inventory Part | FHT-F8-12244W | EFS High Temp. Air Filter, F8, 12" x 24" x 4" (305x610x120mm) with Aluminum Frame, Glass Fiber media; no header | Tax | Sales | Cost of Goods Sold | Inventory:Inventory Asset | 0 | EFS High Temp. Air Filter, F8, 12" x 24" x 4" (305x610x120mm) with Aluminum Frame, Glass Fiber media; no header | 12 | 44.5 | Wetzel Technologies Co., Ltd |  | 154.2 |  | FHT-F8-12244W |  | 12" x 24" x 4" | 12 | 24 | 4 |  |  | f
| Active | Inventory Part | FHT-F8-232312W | EFS High Temp. F8 Air Filter, 23-3/8" x 23-3/8" x 11�" , Aluminum Frame, Glass Fiber media, Screens Both Sides, HT Gasket, NO HEADER, High Capacity, Rated 2000 cfm | Tax | Sales | Cost of Goods Sold | Inventory:Inventory Asset | 0 | High Temp. Air Filter, F8, 23-3/8" x 23-3/8" x 11�" (592x592x292mm) with Aluminum Frame, Glass Fiber media, Screen Both Sides, NO HEADER, 4250m3/h | 0 | 71.7 | Wetzel Technologies Co., Ltd |  | 179.72 |  | FHT-F8-232312W |  | 23-3/8" x 23-3/8" | 23.375 | 23.375 | 11 |  |  | f
| Active | Inventory Part | FHT-F8-232312W-DH | EFS High Temp. F8 Air Filter, 23-3/8" x 23-3/8" x 11�" , Aluminum Frame, Glass Fiber media, Screens Both Sides, HT Gasket, Double Header, High Capacity, Rated 2000 cfm | Tax | Sales | Cost of Goods Sold | Inventory:Inventory Asset | 0 | High Temp. Air Filter, F8, 23-3/8" x 23-3/8" x 11�" (592x592x292mm) with Aluminum Frame, Glass Fiber media, Screen Both Sides, Double Header, 4250m3/h | 0 | 71.7 | Wetzel Technologies Co., Ltd |  | 144 |  | BX3F9-A3J4-D1 |  | 23-3/8" x 23-3/8" | 23.375 | 23.375 | 11 |  |  | f
| Active | Inventory Part | FHT-F8-232312W-SH | EFS High Temp. F8 Air Filter, 23-3/8" x 23-3/8" x 11�" , Aluminum Frame, Glass Fiber media, Screens Both Sides, HT Gasket, Single Header, High Capacity, Rated 2000 cfm | Tax | Sales | Cost of Goods Sold | Inventory:Inventory Asset | 0 | High Temp. Air Filter, F8, 23-3/8" x 23-3/8" x 11�" (592x592x292mm) with Aluminum Frame, Glass Fiber media, Screen Both Sides, Single Header, 4250m3/h | 0 | 73.6 | Wetzel Technologies Co., Ltd |  | 147.2 |  | BX3F9-A2J5-D1 |  | 23-3/8" x 23-3/8" | 23.375 | 23.375 | 11 |  |  | f
| Active | Inventory Part | FHT-F8-23234W | EFS High Temp. Air Filter, 23-3/8" x 23-3/8" x 3-1/2" ..aluminum Frame, Glass Fiber media | Tax | Sales | Cost of Goods Sold | Inventory:Inventory Asset | 0 | High Temp. Air Filter, F8, 23-3/8" x 23-3/8" x 3-1/2" (592x592x89mm) with Aluminum Frame, Glass Fiber media; no header | 0 | 57.2 | Wetzel Technologies Co., Ltd |  | 76.28 |  | FHT-F8-23234W |  | 23-3/8" x 23-3/8" x 3-1/2" | 23.375 | 23.375 | 3.5 |  |  | f
| Active | Inventory Part | FHT-F8-24244W | F8/MERV 14, High Temperature Air Filter,..24" x 24" x 4"; Glass Fiber media; no header | Tax | Sales | Cost of Goods Sold | Inventory:Inventory Asset | 0 | F8/MERV 14, High Temperature Air Filter,..24" x 24" x 4"; Glass Fiber media; no header | 3 | 57.2 | Wetzel Technologies Co., Ltd |  | 176.32 |  | FHT-F8-24244W |  | .24" x 24" x 4" | 0.24 | 24 | 4 | MERV 14 | 14 | f
| Active | Inventory Part | FL-FA191234 | 22" Cylindrical, MERV 15 Nanofiber GT Inlet Filter | Tax | Sales | Cost of Goods Sold | Inventory:Inventory Asset | 0 | FA 191234..1.25" Bolt Hole (12.75" x 22" open/closed) ..12.75" x 22" cartridge with 1.125" Bolt hole.. | 0 | 52.52 | Fleetlife, Inc. |  | 87.53 |  | FL-FA191234 |  |  | 12.75 | 22 |  | MERV 15 | 15 | f
| Active | Inventory Part | FL-FA191280 | 26" Cylindrical, MERV 15 Nanofiber, GT Inlet Filter | Tax | Sales | Cost of Goods Sold | Inventory:Inventory Asset | 0 | FA 191280-S-WB..26" Cylindrical Filter ..(Spiderlife Nanofiber media; Donaldson P191280 Equivalent | 0 | 56.34 | Fleetlife, Inc. |  | 93 |  | FL-FA191280 |  |  | 12.75 | 26 |  | MERV 15 | 15 | f
| Active | Inventory Part | FL-FA191280-S-WB | 26" Cylindrical, MERV 15 Nanofiber, GT Inlet Filter | Tax | Sales | Cost of Goods Sold | Inventory:Inventory Asset | 0 | FA 191280-S-WB..26" Cylindrical Filter with Outer Wrap ..(Spiderlife Nanofiber media; Donaldson P191280 Equivalent | 0 | 66.26 | Fleetlife, Inc. |  | 93 |  | FL-FA191280-S-WB |  |  | 12.75 | 26 |  | MERV 15 | 15 | f
| Active | Inventory Part | FL-FA191281 | 26" Conical, MERV 15 Nanofiber, GT Inlet Filter | Tax | Sales | Cost of Goods Sold | Inventory:Inventory Asset | 0 | 26" Conical, MERV 15 Nanofiber, GT Inlet Filter |  | 69.05 | Fleetlife, Inc. |  | 92.07 |  |  |  |  | 12.75 | 26 |  | MERV 15 | 15 | f
| Active | Inventory Part | FL-FA191310 | 22" Cylindrical, MERV 13 Nanofiber GT Inlet Filter | Tax | Sales | Cost of Goods Sold | Inventory:Inventory Asset | 0 | FA 191310..1.25" Bolt Hole (12.75" x 22" open/closed) ..12.75" x 22" cartridge with 1.125" Bolt hole.. | 0 | 66.27 | Fleetlife, Inc. |  | 110.45 |  | FL-FA191310 |  |  | 12.75 | 22 |  | MERV 13 | 13 | f
| Active | Inventory Part | FL-FA72518 | 26" GT Canister filter; MERV 10 w/Tenkay Interface ..(26" Long x 12.75 Diameter) | Tax | Sales | Cost of Goods Sold | Inventory:Inventory Asset | 0 | FA72518-WB..Fleetlife MERV 10, 26" canister filter..with Tenkay Flange |  | 52.27 | Fleetlife, Inc. |  | 74.52 |  | FL-FA72518 |  |  | 12.75 | 26 |  | MERV 10 | 10 | f
| Active | Inventory Part | FL-FA72518-36-WB | 36" GT Canister filter; MERV 10 w/Tenkay Interface ..(36" Long x 12.75 Diameter) | Tax | Sales | Cost of Goods Sold | Inventory:Inventory Asset | 0 | FA72518-36-WB..Fleetlife MERV 10, 36" canister filter..with Tenkay Flange; 90/10 blended media | 0 | 65.92 | Fleetlife, Inc. |  | 87.53 |  | FL-FA72518-36-WB |  |  | 12.75 | 36 |  | MERV 10 | 10 | f
| Active | Inventory Part | FL-FA72518-WB | 26" GT Canister filter; MERV 10 w/Tenkay Interface ..(26" Long x 12.75 Diameter) | Tax | Sales | Cost of Goods Sold | Inventory:Inventory Asset | 0 | FA72518-WB..Fleetlife MERV 10, 26" canister filter..with Tenkay Flange; 90/10 blended media | 0 | 52.27 | Fleetlife, Inc. |  | 74.52 |  | FL-FA72518-WB |  |  | 12.75 | 26 |  | MERV 10 | 10 | f
| Active | Inventory Part | FM80GT-24244 | 24x24x4 Disposable Coalescer Filter Pad with Tackifier | Tax | Sales | Cost of Goods Sold | Inventory:Inventory Asset | 0 | 24x24x4 Disposable Coalescer Filter Pad with Tackifier | 0 | 2.95 | AAF/Flanders Corporation |  | 8.79 |  |  |  | 24x24x4 | 24 | 24 | 4 |  |  | f
| Active | Inventory Part | FP-4VH13HEPA-1123115-WGH | EFS H13 (99.99%) High Volume HEPA Filter, 11-3/8" x 23-3/8" x 11-1/2" with Plastic Frame HEADER, Wet Laid Glass Mini Pleated media | Tax | Sales | Cost of Goods Sold | Inventory:Inventory Asset | 0 | H13 (99.99%) High Volume HEPA Filter, Plastic Frame,..11-3/8" x 23-3/8" x 11-1/2" (287x592x292mm), HEADER..H13 Glass Mini Pleated Media | 25 | 65.9 | Wetzel Technologies Co., Ltd |  | 165.57 |  | FP-4VH13HEPA-1123115-WGH |  | 11-3/8" x 23-3/8" x 11-1/2" | 11.375 | 23.375 | 11.5 | 99.99% | 17 | f
| Active | Inventory Part | FP-4VH13HEPA-191912-WGH | EFS H13 (99.99%) High Volume HEPA Filter, V4-bank style19-3/8 x 19-3/8 x 12 with 20mm HEADER, Blue Plastic Frame, Wet Laid Glass Mini Pleated media | Tax | Sales | Cost of Goods Sold | Inventory:Inventory Asset | 0 |  | 0 | 84.4 | Wetzel Technologies Co., Ltd |  | 192 |  | FP-4VH13HEPA-191912-WGH |  | 3/8 x 19-3/8 x 12 | 0.375 | 19.375 | 12 | 99.99% | 17 | f
| Active | Inventory Part | FP-4VH13HEPA-2323115-WGH | EFS H13 (99.99%) High Volume HEPA Filter, V4-bank style 23-3/8" x 23-3/8" x 11-1/2" with 20mm HEADER, Blue Plastic Frame, Wet Laid Glass Mini Pleated media | Tax | Sales | Cost of Goods Sold | Inventory:Inventory Asset | 0 | H13 (99.99%) High Volume HEPA Filter, Blue Plastic ..Frame, 4V Style, 23-3/8" x 23-3/8" x 11-1/2" ..(592x592x292mm), with 20mm HEADER, ..H13 Wet Laid Glass Mini Pleated media | 59 | 84.4 | Wetzel Technologies Co., Ltd |  | 224 |  | FP-4VH13HEPA-2323115-WGH |  | 23-3/8" x 23-3/8" x 11-1/2" | 23.375 | 23.375 | 11.5 | 99.99% | 17 | f
| Active | Inventory Part | FP-H10HEPA-2424115-WPP | EFS H10 (99%) High Volume HEPA Filter, 24" x 24" x 11.5" (610x610x292mm) with Plastic Frame, 100% Synthetic media | Tax | Sales | Cost of Goods Sold | Inventory:Inventory Asset | 0 | F9 (99%) High Volume HEPA Filter, 24" x 24" x 11.5" ..(610x610x292mm) with Plastic Frame, P.P. media | 33 | 76.5 | Wetzel Technologies Co., Ltd |  | 165 |  | FP-H10HEPA-2424115-WPP |  | 24" x 24" x 11.5" | 24 | 24 | 11.5 | 99% | 17 | f
| Active | Inventory Part | FP-H13HEPA-1123115-WG | EFS H13 (99.99%) High Volume HEPA Filter, 11-3/8" x 23-3/8" x 11-1/2" with Plastic Frame, Wet Laid Glass Mini Pleated media | Tax | Sales | Cost of Goods Sold | Inventory:Inventory Asset | 0 | H13 (99.99%) High Volume HEPA Filter, Plastic Frame,..11-3/8" x 23-3/8" x 11-1/2" (287x592x292mm), ..H13 Glass Mini Pleated Media | 35 | 67.88 | Wetzel Technologies Co., Ltd |  | 165.57 |  | FP-H13HEPA-1123115-WG |  | 11-3/8" x 23-3/8" x 11-1/2" | 11.375 | 23.375 | 11.5 | 99.99% | 17 | f
| Active | Inventory Part | FP-H13HEPA-1224115-WG | EFS H13 (99.99%) High Volume HEPA Filter, 12" x 24" x 11.5" with Plastic Frame, Wet Laid Glass Mini Pleated media | Tax | Sales | Cost of Goods Sold | Inventory:Inventory Asset | 0 | H13 (99.99%) High Volume HEPA Filter, Plastic Frame,..12" x 24" x 11.5" (305x610x292mm), ..H13 Glass Mini Pleated Media | 88 | 68.7 | Wetzel Technologies Co., Ltd |  | 251.7 |  | FP-H13HEPA-1224115-WG |  | 12" x 24" x 11.5" | 12 | 24 | 11.5 | 99.99% | 17 | f
| Active | Inventory Part | FP-H13HEPA-18151.97-WG | 482x403x50 H13 Aluminum frame..Normal Temp. aluminum frame 50mm, H13 glass fiber..media, with gasket T5x15mm on CAS, without..protection nets | Tax | Sales | Cost of Goods Sold | Inventory:Inventory Asset | 0 | 482x403x50 H13 Aluminum frame..Normal Temp. aluminum frame 50mm, H13 glass fiber..media, with gasket T5x15mm on CAS, without..protection nets | 0 | 29.8 | Wetzel Technologies Co., Ltd |  | 85.42 |  | FP-H13HEPA-18151.97-WG |  | 482x403x50 | 482 | 403 | 50 |  | 17 | f
| Active | Inventory Part | FP-H13HEPA-1923115-WG | H13 (99.99%) High Volume HEPA..Plastic Frame, 19-3/8�x 23-3/8�x 11 � ..H13 Glass Mini Pleated Media .. | Tax | Sales | Cost of Goods Sold | Inventory:Inventory Asset | 0 | H13 (99.99%) High Volume HEPA..20mm, Plastic Frame, 19-3/8�x 23-3/8�x 11 � ( 592x592x292mm)..H13 Glass Mini Pleated Media .... | 0 | 59.4 | Wetzel Technologies Co., Ltd |  | 155.77 |  | FP-H13HEPA-1923115-WG |  | 19-3/8�x 23-3/8�x 11 | 19.375 | 23.375 | 11 | 99.99% | 17 | f
| Active | Inventory Part | FP-H13HEPA-2323115-WG | EFS H13 (99.99%) High Volume HEPA Filter, 23-3/8" x 23-3/8" x 11-1/2" with Plastic Frame, Wet Laid Glass Mini Pleated media | Tax | Sales | Cost of Goods Sold | Inventory:Inventory Asset | 0 | H13 (99.99%) High Volume HEPA Filter, Plastic Frame,..23-3/8" x 23-3/8" x 11-1/2" (592x592x292mm), ..H13 Glass Mini Pleated Media | 322 | 78.24 | Wetzel Technologies Co., Ltd |  | 192 |  | FP-H13HEPA-2323115-WG |  | 23-3/8" x 23-3/8" x 11-1/2" | 23.375 | 23.375 | 11.5 | 99.99% | 17 | f
| Active | Inventory Part | FP-H13HEPA-2424115-WG | EFS H13 (99.99%) High Volume HEPA Filter, 24" x 24" x 11.5" with Plastic Frame, Wet Laid Glass Mini Pleated media | Tax | Sales | Cost of Goods Sold | Inventory:Inventory Asset | 0 | H13 (99.99%) High Volume HEPA Filter, Plastic Frame,..24" x 24" x 11.5" (610x610x292mm), ..H13 Glass Mini Pleated Media | 326 | 75.92 | Wetzel Technologies Co., Ltd |  | 270.4 |  | FP-H13HEPA-2424115-WG |  | 24" x 24" x 11.5" | 24 | 24 | 11.5 | 99.99% | 17 | f
| Active | Inventory Part | FP-H14ALUMHEPA-2424115 | EFS H14 (99.99%) High Volume HEPA Filter, 24" x 24" x 11.5" with Aluminum Frame, Wet Laid Glass Mini Pleated media | Tax | Sales | Cost of Goods Sold | Inventory:Inventory Asset | 0 | H14 (99.99%) High Volume HEPA Filter, Aluminum Frame,..24" x 24" x 11.5" (610x610x292mm), .. | 0 | 110.2 | Wetzel Technologies Co., Ltd |  | 590.33 |  | FP-H14ALUMHEPA-2424115 |  | 24" x 24" x 11.5" | 24 | 24 | 11.5 | 99.99% | 17 | f
| Active | Inventory Part | FP-H14HEPA-1212115-WG | H14 99.99% Alum Sep HEPA 12x12x11�..Powder Coated Nets DSG Plastic Frame | Tax | Sales | Cost of Goods Sold | Inventory:Inventory Asset | 0 | H14 (99.99%) Alum Separator HEPA Filter, ..12" x 12" x 11�" (305x305x292mm), ..powder coated Nets Both Sides Down stream gasket, Plastic Frame | 297 | 56.8 | Wetzel Technologies Co., Ltd |  | 164.55 |  | FP-H14HEPA-1212115-WG | [5 empty] | 99.99% | 17 | f
| Active | Inventory Part | FP-H14HEPA-1818115-WG | H14 99.99% Alum Sep HEPA 18x18x11�..Powder Coated Nets DSG Plastic Frame | Tax | Sales | Cost of Goods Sold | Inventory:Inventory Asset | 0 | H14 (99.99%) Alum Separator HEPA Filter, ..18" x 18" x 11�" (457x457x292mm), ..powder coated Nets Both Sides Down stream gasket, Plastic Frame | 200 | 87.76 | Wetzel Technologies Co., Ltd |  | 210 |  | FP-H14HEPA-1818115-WG | [5 empty] | 99.99% | 17 | f
| Active | Inventory Part | FP-H14HEPA-242012-WG | EFS H14 (99.999%) High Volume HEPA Filter, 24x20x12" with Plastic Frame, Wet Laid Glass Mini Pleated media | Tax | Sales | Cost of Goods Sold | Inventory:Inventory Asset | 0 | EFS H14 (99.999%) High Volume HEPA Filter, 24x20x12" with Plastic Frame, Wet Laid Glass Mini Pleated media | 0 | 104.75 | Wetzel Technologies Co., Ltd |  | 237.23 |  | FP-H14HEPA-242012-WG |  | 24x20x12" | 24 | 20 | 12 | 100.00% | 18 | f
| Active | Inventory Part | FP-H14HEPA-2424115-WG | EFS H14 (99.999%) High Volume ULPA Filter, 24" x 24" x 11.5" with Plastic Frame, Wet Laid Glass Mini Pleated media | Tax | Sales | Cost of Goods Sold | Inventory:Inventory Asset | 0 | H14 (99.999%) High Volume ULPAFilter, Plastic Frame,..24" x 24" x 11.5" (610x610x292mm), ..H14 Glass Mini Pleated Media | 0 | 84.36 | Wetzel Technologies Co., Ltd |  | 398.55 |  | FP-H14HEPA-2424115-WG |  | 24" x 24" x 11.5" | 24 | 24 | 11.5 | 100.00% | 18 | f
| Active | Inventory Part | FPG-H13HEPA-1123115-WG | EFS H13 (99.99%) High Volume HEPA Filter, 11-3/8" x 23-3/8" x 11-1/2" with GALV. Frame, Wet Laid Glass Mini Pleated media | Tax | Sales | Cost of Goods Sold | Inventory:Inventory Asset | 0 | H13 (99.99%) High Volume HEPA Filter, GALV. Frame,..11-3/8" x 23-3/8" x 11-1/2" (287x592x292mm), ..H13 Glass Mini Pleated Media | 0 | 87.88 | Wetzel Technologies Co., Ltd |  | 190.2 |  | FPG-H13HEPA-1123115-WG |  | 11-3/8" x 23-3/8" x 11-1/2" | 11.375 | 23.375 | 11.5 | 99.99% | 17 | f
| Active | Inventory Part | FPG-H13HEPA-2323115-WG | H13 (99.99%) High Volume HEPA Filter, Galv. Frame,..23-3/8" x 23-3/8" x 11-1/2" (592x592x292mm), ..H13 Glass Mini Pleated Media | Tax | Sales | Cost of Goods Sold | Inventory:Inventory Asset | 0 | H13 (99.99%) High Volume HEPA Filter, Galv. Frame,..23-3/8" x 23-3/8" x 11-1/2" (592x592x292mm), ..H13 Glass Mini Pleated Media | 100 | 106.93 | Wetzel Technologies Co., Ltd |  | 219.51 |  | FPG-H13HEPA-2323115-WG |  | 23-3/8" x 23-3/8" x 11-1/2" | 23.375 | 23.375 | 11.5 | 99.99% | 17 | f
| Active | Inventory Part | FV4XLCG | 24x24x15 MERV 16 F9 Turbine V-Bank Filter ,Micro-Glass Fiber, Plastic Frame | Tax | Sales | Cost of Goods Sold | Inventory:Inventory Asset | 0 | 24x24x15 MERV 16 F9 Turbine V-Bank Filter ,Micro-Glass Fiber, Plastic Frame | 0 | 158.2 | Wetzel Technologies Co., Ltd | [5 empty] | 24x24x15 | 24 | 24 | 15 | MERV 16 | 16 | f
| Active | Inventory Part | G4-MINIPLEAT | 580x650x48 G4 Glass Media Plastic Frame MINI Pleat | Tax | Sales | Cost of Goods Sold | Inventory:Inventory Asset | 0 | HJ-S-EX202304018-1..580x650x48 G4 Glass Media Plastic Frame MINI Pleat | 504 | 23.81 | Wetzel Technologies Co., Ltd |  | 75.09 |  | G4-MINIPLEAT |  | 580x650x48 | 580 | 650 | 48 |  |  | f
| Active | Inventory Part | GALV3401-12243 | 12x24x3 Galv Blank Frames | Tax | Sales | Cost of Goods Sold | Inventory:Inventory Asset | 0 | 12x24x3 Galv Blank Frames | 20 | 16.5 | Aircon Filter Mfg. Co., Inc. |  | 29.28 |  | GALV3401-12243 |  | 12x24x3 | 12 | 24 | 3 |  |  | a
| Active | Inventory Part | GALV3401-20243 | 20x24x3 Galv Blank Frames | Tax | Sales | Cost of Goods Sold | Inventory:Inventory Asset | 0 | 20x24x3 Galv Blank Frames | 10 | 17.5 | Aircon Filter Mfg. Co., Inc. |  | 27.22 |  | GALV3401-20243 |  | 20x24x3 | 20 | 24 | 3 |  |  | a
| Active | Inventory Part | GALV3401-24243 | 24x24x3 Galv Blank Frames | Tax | Sales | Cost of Goods Sold | Inventory:Inventory Asset | 0 | 24x24x3 Galv Blank Frames | 86 | 18 | Aircon Filter Mfg. Co., Inc. |  | 31.42 |  | GALV3401-24243 |  | 24x24x3 | 24 | 24 | 3 |  |  | a
| Active | Inventory Part | GDS12201 | 12x20x1 Glass Double Strut Disposable | Tax | Sales | Cost of Goods Sold | Inventory:Inventory Asset | 0 | 12x20x1 Glass Double Strut Disposable | 0 | 2.07 | Glasfloss Industries |  | 3.38 |  | GDS12201 |  | 12x20x1 | 12 | 20 | 1 |  |  | a
| Active | Inventory Part | HT-242412-GALWT | HT Filter Box Style Galvanized Frame 24x24x12(610x610x292) Glass fiber media,with galvanized protection nets on both sides, with glass fiber gasket+metal support on CAS; 4250m3/h, Temp <=350�C | Tax | Sales | Cost of Goods Sold | Inventory:Inventory Asset | 0 | BX3F9-A1J5-D1..HT Filter Galvanized Frame 24x24x12(610x610x292) Glass fiber media,with galvanized protection nets on both sides, with glass fiber gasket+metal support on CAS; 4250m3/h, Temp <=350�C | 0 | 80.4 | Wetzel Technologies Co., Ltd |  | 89.33 |  | HT-242412-GALWT |  | 24x24x12 | 24 | 24 | 12 |  |  | f
| Active | Inventory Part | HT-24242-ALUWT | HT Filter Aluminum Frame 24x24x2 (610x610x55mm) Glass fiber media, glass fiber Separator, with protection nets on both sides,with glass fiber gasket on Dirty air side | Tax | Sales | Cost of Goods Sold | Inventory:Inventory Asset | 0 | BX1F8-G2S7-C1..HT Filter Aluminum Frame 24x24x2 (610x610x55mm) Glass fiber media, glass fiber Separator, with protection nets on both sides,with glass fiber gasket on Dirty air side | 0 | 37.5 | Wetzel Technologies Co., Ltd |  | 44.1 |  | HT-24242-ALUWT |  | 24x24x2 | 24 | 24 | 2 |  |  | f
| Active | Inventory Part | HVP10101 | 10x10x1 MERV10 High Capacity Pleat | Tax | Sales | Cost of Goods Sold | Inventory:Inventory Asset | 0 | 10x10x1 MERV10 High Capacity Pleat | 84 | 3.03 | Glasfloss Industries |  | 3.7 |  | HVP10101 |  | 10x10x1 | 10 | 10 | 1 | MERV10 | 10 | f
| Active | Inventory Part | HVP10121 | 10x12x1 MERV10 High Capacity Pleat | Tax | Sales | Cost of Goods Sold | Inventory:Inventory Asset | 0 | 10x12x1 MERV10 High Capacity Pleat | 0 | 5.9 | Glasfloss Industries |  | 9.07 |  | HVP10121 |  | 10x12x1 | 10 | 12 | 1 | MERV10 | 10 | f
| Active | Inventory Part | HVP10162 | 10x16x2 MERV10 High Capacity Pleat | Tax | Sales | Cost of Goods Sold | Inventory:Inventory Asset | 0 | 10x16x2 MERV10 High Capacity Pleat | 0 | 7.45 | Glasfloss Industries |  | 11.76 |  | HVP10162 |  | 10x16x2 | 10 | 16 | 2 | MERV10 | 10 | f
| Active | Inventory Part | HVP10201 | 10x20x1 MERV10 High Capacity Pleat | Tax | Sales | Cost of Goods Sold | Inventory:Inventory Asset | 0 | 10x20x1 MERV10 High Capacity Pleat | 367 | 3.19 | Glasfloss Industries |  | 3.88 |  | HVP10201 |  | 10x20x1 | 10 | 20 | 1 | MERV10 | 10 | f
| Active | Inventory Part | HVP10202 | 10x20x2 MERV10 High Capacity Pleat | Tax | Sales | Cost of Goods Sold | Inventory:Inventory Asset | 0 | 10x20x2 MERV10 High Capacity Pleat | 696 | 3.79 | Glasfloss Industries |  | 5.64 |  | HVP10202 |  | 10x20x2 | 10 | 20 | 2 | MERV10 | 10 | f
| Active | Inventory Part | HVP10202XM | 10x20x2 High Capacity Pleat w/Heavy Expanded Metal | Tax | Sales | Cost of Goods Sold | Inventory:Inventory Asset | 0 | 10x20x2 High Capacity Pleat w/Heavy Expanded Metal | -4 | 3.89 | Glasfloss Industries |  | 5.88 |  | HVP10202XM |  | 10x20x2 | 10 | 20 | 2 |  | 10 | f
| Active | Inventory Part | HVP10221XM | 10x22x1 High Capacity Pleat w/Heavy Expanded Metal | Tax | Sales | Cost of Goods Sold | Inventory:Inventory Asset | 0 | 10x22x1 High Capacity Pleat w/Heavy Expanded Metal | 0 | 8.46 | Glasfloss Industries |  | 0 |  | HVP10221XM |  | 10x22x1 | 10 | 22 | 1 |  | 10 | f
| Active | Inventory Part | HVP10221XMSP | 10x22x1 SPECIAL High Capacity Pleat w/Heavy Expanded Metal | Tax | Sales | Cost of Goods Sold | Inventory:Inventory Asset | 0 | 10x22x1 SPECIAL High Capacity Pleat w/Heavy Expanded Metal | 14 | 0 | Glasfloss Industries |  | 27.93 |  | HVP10221XMSP |  | 10x22x1 | 10 | 22 | 1 |  | 10 | f
| Active | Inventory Part | HVP10241 | 10x24x1 MERV10 High Capacity Pleat | Tax | Sales | Cost of Goods Sold | Inventory:Inventory Asset | 0 | 10x24x1 MERV10 High Capacity Pleat | 391 | 5.45 | Glasfloss Industries |  | 8.53 |  | HVP10241 |  | 10x24x1 | 10 | 24 | 1 | MERV10 | 10 | f
| Active | Inventory Part | HVP10252 | 10x25x2 MERV10 High Capacity Pleat | Tax | Sales | Cost of Goods Sold | Inventory:Inventory Asset | 0 | 10x25x2 MERV10 High Capacity Pleat | 93 | 9.9 | Glasfloss Industries |  | 16.31 |  | HVP10252 |  | 10x25x2 | 10 | 25 | 2 | MERV10 | 10 | f
| Active | Inventory Part | HVP10252XM | 10x25x2 High Capacity Pleat w/Heavy Expanded Metal | Tax | Sales | Cost of Goods Sold | Inventory:Inventory Asset | 0 | 10x25x2 High Capacity Pleat w/Heavy Expanded Metal | 43 | 11.11 | Glasfloss Industries |  | 17.39 |  | HVP10252XM |  | 10x25x2 | 10 | 25 | 2 |  | 10 | f
| Active | Inventory Part | HVP10301 | 10x30x1 MERV10 High Capacity Pleat | Tax | Sales | Cost of Goods Sold | Inventory:Inventory Asset | 0 | 10x30x1 MERV10 High Capacity Pleat | 12 | 5.47 | Glasfloss Industries |  | 6.58 |  | HVP10301 |  | 10x30x1 | 10 | 30 | 1 | MERV10 | 10 | f
| Active | Inventory Part | HVP1111SPC | 11x11x1 Special MERV10 Standard Capacity Pleat | Tax | Sales | Cost of Goods Sold | Inventory:Inventory Asset | 0 | 11x11x1 Special MERV10 Standard Capacity Pleat | 11 | 5.61 | Glasfloss Industries |  | 8.93 |  | HVP1111SPC |  | 11x11x1 | 11 | 11 | 1 | MERV10 | 10 | f
| Active | Inventory Part | HVP11202XMSP | 11x20x2 SPECIAL SPECIAL High Capacity Pleat w/Heavy Expanded Metal | Tax | Sales | Cost of Goods Sold | Inventory:Inventory Asset | 0 | 11x20x2 SPECIAL SPECIAL High Capacity Pleat w/Heavy Expanded Metal | 21 | 10.09 | Glasfloss Industries |  | 15.82 |  | HVP11202XM-SP |  | 11x20x2 | 11 | 20 | 2 |  | 10 | f
| Active | Inventory Part | HVP11351SPC | 11x35x1 MERV10 Standard Capacity Pleat | Tax | Sales | Cost of Goods Sold | Inventory:Inventory Asset | 0 | 11x35x1 MERV10 Standard Capacity Pleat | 224 | 9.54 | Glasfloss Industries |  | 14.55 |  | HVP11351SPC |  | 11x35x1 | 11 | 35 | 1 | MERV10 | 10 | f
| Active | Inventory Part | HVP11381SPC | 11.5 x 38.5 x 1 MERV10 Standard Capacity Pleat | Tax | Sales | Cost of Goods Sold | Inventory:Inventory Asset | 0 | 11.5 x 38.5 x 1 MERV10 Standard Capacity Pleat | 268 | 15.68 | Glasfloss Industries |  | 16.12 |  | HVP11381SPC |  | 11.5 x 38.5 x 1 | 11.5 | 38.5 | 1 | MERV10 | 10 | f
| Active | Inventory Part | HVP12.522.51SPC | 12.5x22.5x1 Special MERV10 Standard Capacity Pleat | Tax | Sales | Cost of Goods Sold | Inventory:Inventory Asset | 0 | 12.5x22.5x1 Special MERV10 Standard Capacity Pleat | -2 | 8.23 | Glasfloss Industries |  | 12.96 |  | HVP12.522.51SPC |  | 12.5x22.5x1 | 12.5 | 22.5 | 1 | MERV10 | 10 | f
| Active | Inventory Part | HVP12121 | 12x12x1 MERV10 High Capacity Pleat | Tax | Sales | Cost of Goods Sold | Inventory:Inventory Asset | 0 | 112x12x1 MERV10 High Capacity Pleat | 167 | 3.8 | Glasfloss Industries |  | 5.97 |  | HVP12121 |  | 12x12x1 | 12 | 12 | 1 | MERV10 | 10 | f
| Active | Inventory Part | HVP12122 | 12x12x2 MERV10 High Capacity Pleat | Tax | Sales | Cost of Goods Sold | Inventory:Inventory Asset | 0 | 12x12x2 MERV10 High Capacity Pleat | 219 | 3.96 | Glasfloss Industries |  | 4.74 |  | HVP12122 |  | 12x12x2 | 12 | 12 | 2 | MERV10 | 10 | f
| Active | Inventory Part | HVP12122XM | 12x12x2 High Capacity Pleat w/Heavy Expanded Metal | Tax | Sales | Cost of Goods Sold | Inventory:Inventory Asset | 0 | 12x12x2 High Capacity Pleat w/Heavy Expanded Metal |  | 3.59 | Glasfloss Industries |  | 5.12 |  | HVP12122XM |  | 12x12x2 | 12 | 12 | 2 |  | 10 | f
| Active | Inventory Part | HVP12124 | 12x12x4 MERV10 High Capacity Pleat | Tax | Sales | Cost of Goods Sold | Inventory:Inventory Asset | 0 | 12x12x4 MERV10 High Capacity Pleat | 0 | 15.61 | Glasfloss Industries |  | 24.32 |  | HVP12124 |  | 12x12x4 | 12 | 12 | 4 | MERV10 | 10 | f
| Active | Inventory Part | HVP12124XMSP | 12x12x4 Special High Capacity Pleat w/Heavy Expanded Metal | Tax | Sales | Cost of Goods Sold | Inventory:Inventory Asset | 0 | 12x12x4 Special High Capacity Pleat Mw/Heavy Expanded Metal | 8 | 21.28 | Glasfloss Industries |  | 33.03 |  | HVP12124XMSP |  | 12x12x4 | 12 | 12 | 4 |  | 10 | f
| Active | Inventory Part | HVP12201 | 12x20x1 MERV10 High Capacity Pleat | Tax | Sales | Cost of Goods Sold | Inventory:Inventory Asset | 0 | 12x20x1 MERV10 High Capacity Pleat | 290 | 3.21 | Glasfloss Industries |  | 5.23 |  | HVP12201 |  | 12x20x1 | 12 | 20 | 1 | MERV10 | 10 | f
| Active | Inventory Part | HVP12202 | 12x20x2 High Capacity Pleat (MERV 10) | Tax | Sales | Cost of Goods Sold | Inventory:Inventory Asset | 0 | 12x20x2 High Capacity Pleat (MER 10) | 28 | 3.94 | Glasfloss Industries |  | 4.63 |  |  |  | 12x20x2 | 12 | 20 | 2 | MERV 10 | 10 | f
| Active | Inventory Part | HVP12202XM | 12x20x2 High Capacity Pleat w/Heavy Expanded Metal | Tax | Sales | Cost of Goods Sold | Inventory:Inventory Asset | 0 | 12x20x2 High Capacity Pleat w/Heavy Expanded Metal | 4 | 3.85 | Glasfloss Industries |  | 6.22 |  | HVP12202XM |  | 12x20x2 | 12 | 20 | 2 |  | 10 | f
| Active | Inventory Part | HVP12211SPC | 12x21x1 Special MERV10 Standard Capacity Pleat | Tax | Sales | Cost of Goods Sold | Inventory:Inventory Asset | 0 | 12x21x1 Special MERV10 Standard Capacity Pleat | -1 | 8.23 | Glasfloss Industries |  | 12.96 |  | HVP12211SPC |  | 12x21x1 | 12 | 21 | 1 | MERV10 | 10 | f
| Active | Inventory Part | HVP12241 | 12x24x1 MERV10 High Capacity Pleat | Tax | Sales | Cost of Goods Sold | Inventory:Inventory Asset | 0 | 12x24x1 MERV10 High Capacity Pleat | 106 | 3.36 | Glasfloss Industries |  | 5.22 |  | HVP12241 |  | 12x24x1 | 12 | 24 | 1 | MERV10 | 10 | f
| Active | Inventory Part | HVP12241XM | 12x24x1 High Capacity Pleat w/Heavy Expanded Metal | Tax | Sales | Cost of Goods Sold | Inventory:Inventory Asset | 0 | 12x24x1 High Capacity Pleat w/Heavy Expanded Metal | 24 | 2.79 | Glasfloss Industries |  | 4.07 |  | HVP12241XM |  | 12x24x1 | 12 | 24 | 1 |  | 10 | f
| Active | Inventory Part | HVP12242 | 12x24x2 MERV10 High Capacity Pleat | Tax | Sales | Cost of Goods Sold | Inventory:Inventory Asset | 0 | 12x24x2 MERV10 High Capacity Pleat | 167 | 3.78 | Glasfloss Industries |  | 6.02 |  | HVP12242 |  | 12x24x2 | 12 | 24 | 2 | MERV10 | 10 | f
| Active | Inventory Part | HVP12242XM | 12x24x2 High Capacity Pleat w/Heavy Expanded Metal | Tax | Sales | Cost of Goods Sold | Inventory:Inventory Asset | 0 | 12x24x2 High Capacity Pleat w/Heavy Expanded Metal | 311 | 4.15 | Glasfloss Industries |  | 6.68 |  | HVP12242XM |  | 12x24x2 | 12 | 24 | 2 |  | 10 | f
| Active | Inventory Part | HVP12244 | 12x24x4 MERV10 High Capacity Pleat | Tax | Sales | Cost of Goods Sold | Inventory:Inventory Asset | 0 | 12x24x4 MERV10 High Capacity Pleat | 542 | 6.58 | Glasfloss Industries |  | 10.22 |  | HVP12244 |  | 12x24x4 | 12 | 24 | 4 | MERV10 | 10 | f
| Active | Inventory Part | HVP12244XM | 12x24x4 High Capacity Pleat w/Heavy Expanded Metal | Tax | Sales | Cost of Goods Sold | Inventory:Inventory Asset | 0 | 12x24x4 High Capacity Pleat Mw/Heavy Expanded Metal | 346 | 6.89 | Glasfloss Industries |  | 10.9 |  | HVP12244XM |  | 12x24x4 | 12 | 24 | 4 |  | 10 | f
| Active | Inventory Part | HVP12246 | 12x24x6 MERV10 High Capacity Pleat | Tax | Sales | Cost of Goods Sold | Inventory:Inventory Asset | 0 | 12x24x6 MERV10 High Capacity Pleat |  | 7.84 | Glasfloss Industries |  | 11.5 |  | HVP12246 |  | 12x24x6 | 12 | 24 | 6 | MERV10 | 10 | f
| Active | Inventory Part | HVP12251 | 12x25x1 MERV10 High Capacity Pleat | Tax | Sales | Cost of Goods Sold | Inventory:Inventory Asset | 0 | 12x25x1 MERV10 High Capacity Pleat | 132 | 3.6 | Glasfloss Industries |  | 4.32 |  | HVP12251 |  | 12x25x1 | 12 | 25 | 1 | MERV10 | 10 | f
| Active | Inventory Part | HVP12252SPC | 12x25x2 MERV10 High Capacity Pleat | Tax | Sales | Cost of Goods Sold | Inventory:Inventory Asset | 0 | 12x25x2 MERV10 High Capacity Pleat | 30 | 11.16 | Glasfloss Industries |  | 16.97 |  | HVP12252SPC |  | 12x25x2 | 12 | 25 | 2 | MERV10 | 10 | f
| Active | Inventory Part | HVP12301 | 12x30x1 MERV10 High Capacity Pleat | Tax | Sales | Cost of Goods Sold | Inventory:Inventory Asset | 0 | 12x30x1 MERV10 High Capacity Pleat | 36 | 5.47 | Glasfloss Industries |  | 6.58 |  | HVP12301 |  | 12x30x1 | 12 | 30 | 1 | MERV10 | 10 | f
| Active | Inventory Part | HVP12302 | 12x30x2 Special MERV10 High Capacity Pleat | Tax | Sales | Cost of Goods Sold | Inventory:Inventory Asset | 0 | 12x30x2 Special MERV10 High Capacity Pleat | 11 | 11.38 | Glasfloss Industries |  | 18.96 |  | HVP12302 |  | 12x30x2 | 12 | 30 | 2 | MERV10 | 10 | f
| Active | Inventory Part | HVP12321 | 12x32x1 High Capacity Pleat | Tax | Sales | Cost of Goods Sold | Inventory:Inventory Asset | 0 | 12x32x1 High Capacity Pleat | 83 | 9.72 | Glasfloss Industries |  | 14.97 |  | HVP12321 |  | 12x32x1 | 12 | 32 | 1 |  | 10 | f
| Active | Inventory Part | HVP12341XM-SP | 12x34x1 Special High Capacity Pleat w/Heavy Expanded Metal | Tax | Sales | Cost of Goods Sold | Inventory:Inventory Asset | 0 | 12x34x1 Special High Capacity Pleat w/Heavy Expanded Metal | 15 | 0 | Glasfloss Industries |  | 17.93 |  | HVP12341XM-SP |  | 12x34x1 | 12 | 34 | 1 |  | 10 | f
| Active | Inventory Part | HVP12401SPC | 12x40x1 Special MERV10 High Capacity Pleat | Tax | Sales | Cost of Goods Sold | Inventory:Inventory Asset | 0 | 12x40x1 Special MERV10 High Capacity Pleat | 14 | 15.68 | Glasfloss Industries |  | 23.95 |  | HVP12401SPC |  | 12x40x1 | 12 | 40 | 1 | MERV10 | 10 | f
| Active | Inventory Part | HVP12441SPC | 12x44x1 Special MERV10 High Capacity Pleat | Tax | Sales | Cost of Goods Sold | Inventory:Inventory Asset | 0 | 12x44x1 Special MERV10 High Capacity Pleat | 0 | 17.37 | Glasfloss Industries |  | 27.02 |  | HVP12441SPC |  | 12x44x1 | 12 | 44 | 1 | MERV10 | 10 | f
| Active | Inventory Part | HVP13.5421SPC | 13.5x42x1 Special MERV10 Standard Capacity Pleat | Tax | Sales | Cost of Goods Sold | Inventory:Inventory Asset | 0 | 13.5x42x1 Special MERV10 Standard Capacity Pleat | 11 | 22.06 | Glasfloss Industries |  | 31.81 |  | HVP13.5421SPC |  | 13.5x42x1 | 13.5 | 42 | 1 | MERV10 | 10 | f
| Active | Inventory Part | HVP13221SPC | 13x22x1 Special MERV10 Standard Capacity Pleat | Tax | Sales | Cost of Goods Sold | Inventory:Inventory Asset | 0 | 13x22x1 Special MERV10 Standard Capacity Pleat | 11 | 8.23 | Glasfloss Industries |  | 12.96 |  | HVP13221SPC |  | 13x22x1 | 13 | 22 | 1 | MERV10 | 10 | f
| Active | Inventory Part | HVP14141 | 14x14x1 MERV10 High Capacity Pleat | Tax | Sales | Cost of Goods Sold | Inventory:Inventory Asset | 0 | 14x14x1 MERV10 High Capacity Pleat | 26 | 3.92 | Glasfloss Industries |  | 6.33 |  | HVP14141 |  | 14x14x1 | 14 | 14 | 1 | MERV10 | 10 | f
| Active | Inventory Part | HVP14161SPC | 14x16x1 Special MERV10 Standard Capacity Pleat | Tax | Sales | Cost of Goods Sold | Inventory:Inventory Asset | 0 | 14x16x1 Special MERV10 Standard Capacity Pleat | 0 | 7.84 | Glasfloss Industries |  | 12.06 |  | HVP14161SPC |  | 14x16x1 | 14 | 16 | 1 | MERV10 | 10 | f
| Active | Inventory Part | HVP14201 | 14x20x1 MERV10 High Capacity Pleat | Tax | Sales | Cost of Goods Sold | Inventory:Inventory Asset | 0 | 14x20x1 MERV10 High Capacity Pleat | 193 | 3.42 | Glasfloss Industries |  | 5.45 |  | HVP14201 |  | 14x20x1 | 14 | 20 | 1 | MERV10 | 10 | f
| Active | Inventory Part | HVP14202 | 14x20x2 MERV10 High Capacity Pleat | Tax | Sales | Cost of Goods Sold | Inventory:Inventory Asset | 0 | 14x20x2 MERV10 High Capacity Pleat | 192 | 3.85 | Glasfloss Industries |  | 4.61 |  | HVP14202 |  | 14x20x2 | 14 | 20 | 2 | MERV10 | 10 | f
| Active | Inventory Part | HVP14241 | 14x24x1 MERV10 High Capacity Pleat | Tax | Sales | Cost of Goods Sold | Inventory:Inventory Asset | 0 | 14x24x1 MERV10 High Capacity Pleat | 8 | 5.54 | Glasfloss Industries |  | 8.65 |  | HVP14241 |  | 14x24x1 | 14 | 24 | 1 | MERV10 | 10 | f
| Active | Inventory Part | HVP14251 | 14x25x1 MERV10 High Capacity Pleat | Tax | Sales | Cost of Goods Sold | Inventory:Inventory Asset | 0 | 14x25x1 MERV10 High Capacity Pleat | 204 | 3.68 | Glasfloss Industries |  | 4.42 |  | HVP14251 |  | 14x25x1 | 14 | 25 | 1 | MERV10 | 10 | f
| Active | Inventory Part | HVP14252 | 14x25x2 MERV10 High Capacity Pleat | Tax | Sales | Cost of Goods Sold | Inventory:Inventory Asset | 0 | 14x25x2 MERV10 High Capacity Pleat | 223 | 4.13 | Glasfloss Industries |  | 6.65 |  | HVP14252 |  | 14x25x2 | 14 | 25 | 2 | MERV10 | 10 | f
| Active | Inventory Part | HVP14301 | 14x30x1 MERV10 High Capacity Pleat | Tax | Sales | Cost of Goods Sold | Inventory:Inventory Asset | 0 | 14x30x1 MERV10 High Capacity Pleat | 233 | 5.91 | Glasfloss Industries |  | 9.39 |  | HVP14301 |  | 14x30x1 | 14 | 30 | 1 | MERV10 | 10 | f
| Active | Inventory Part | HVP14302XM | 14x30x2 High Capacity Pleat w/Heavy Expanded Metal | Tax | Sales | Cost of Goods Sold | Inventory:Inventory Asset | 0 | 14x30x2 High Capacity Pleat w/Heavy Expanded Metal | 90 | 13.64 | Glasfloss Industries |  | 0 |  | HVP14302XM |  | 14x30x2 | 14 | 30 | 2 |  | 10 | f
| Active | Inventory Part | HVP14302XM-SP | 14x30x2 Special High Capacity Pleat w/Heavy Expanded Metal | Tax | Sales | Cost of Goods Sold | Inventory:Inventory Asset | 0 | 14x30x2 Special High Capacity Pleat w/Heavy Expanded Metal | 8 | 0 | Glasfloss Industries |  | 20.95 |  | HVP14302XM-SP |  | 14x30x2 | 14 | 30 | 2 |  | 10 | f
| Active | Inventory Part | HVP14351SP | 14x35x1 MERV10 High Capacity Pleat | Tax | Sales | Cost of Goods Sold | Inventory:Inventory Asset | 0 | 14x35x1 MERV10 High Capacity Pleat | 0 | 10.8 | Glasfloss Industries |  | 19.91 |  | HVP14351SP |  | 14x35x1 | 14 | 35 | 1 | MERV10 | 10 | f
| Active | Inventory Part | HVP14361SPC | 14x36x1 Special MERV10 Standard Capacity Pleat | Tax | Sales | Cost of Goods Sold | Inventory:Inventory Asset | 0 | 14x36x1 Special MERV10 Standard Capacity Pleat | 11 | 11.03 | Glasfloss Industries |  | 17.26 |  | HVP14361SPC |  | 14x36x1 | 14 | 36 | 1 | MERV10 | 10 | f
| Active | Inventory Part | HVP15.7535.752SPE | 15 3/4x 35 3/4x 2 SPECIAL MERV10 High Capacity Pleat | Tax | Sales | Cost of Goods Sold | Inventory:Inventory Asset | 0 | 15 3/4x 35 3/4x 2 SPECIAL MERV10 High Capacity Pleat | 252 | 19.81 | Glasfloss Industries |  | 8.49 |  | HVP15.7535.752SPE |  | 15 3/4x 35 3/4x 2 | 15.75 | 35.75 | 2 | MERV10 | 10 | f
| Active | Inventory Part | HVP15201 | 15x20x1 MERV10 High Capacity Pleat | Tax | Sales | Cost of Goods Sold | Inventory:Inventory Asset | 0 | 15x20x1 MERV10 High Capacity Pleat | 40 | 3.33 | Glasfloss Industries |  | 4.1 |  | HVP15201 |  | 15x20x1 | 15 | 20 | 1 | MERV10 | 10 | f
| Active | Inventory Part | HVP15202 | 15x20x2 MERV10 High Capacity Pleat | Tax | Sales | Cost of Goods Sold | Inventory:Inventory Asset | 0 | 15x20x2 MERV10 High Capacity Pleat | 295 | 3.98 | Glasfloss Industries |  | 6.31 |  | HVP15202 |  | 15x20x2 | 15 | 20 | 2 | MERV10 | 10 | f
| Active | Inventory Part | HVP15241XM | 15x24x1 High Capacity Pleat w/Heavy Expanded Metal | Tax | Sales | Cost of Goods Sold | Inventory:Inventory Asset | 0 | 15x24x1 High Capacity Pleat w/Heavy Expanded Metal | 20 | 10.49 | Glasfloss Industries |  | 16.43 |  | HVP15241XM |  | 15x24x1 | 15 | 24 | 1 |  | 10 | f
| Active | Inventory Part | HVP15251XM | 15x25x1 High Capacity Pleat w/Heavy Expanded Metal | Tax | Sales | Cost of Goods Sold | Inventory:Inventory Asset | 0 | 15x25x1 High Capacity Pleat w/Heavy Expanded Metal | 0 | 10.49 | Glasfloss Industries |  | 11.87 |  | HVP15251XM |  | 15x25x1 | 15 | 25 | 1 |  | 10 | f
| Active | Inventory Part | HVP15271SP | 15x27x1 MERV10 Special High Capacity Pleat | Tax | Sales | Cost of Goods Sold | Inventory:Inventory Asset | 0 | 15x27x1 MERV10 Special High Capacity Pleat | 182 | 10.59 | Glasfloss Industries |  | 17.63 |  | HVP15271SP |  | 15x27x1 | 15 | 27 | 1 | MERV10 | 10 | f
| Active | Inventory Part | HVP15302SP | 15x30x2 MERV10 Special High Capacity Pleat | Tax | Sales | Cost of Goods Sold | Inventory:Inventory Asset | 0 | 15x30x2 MERV10 Special High Capacity Pleat | 24 | 12.65 | Glasfloss Industries |  | 19.76 |  | HVP15302SP |  | 15x30x2 | 15 | 30 | 2 | MERV10 | 10 | f
| Active | Inventory Part | HVP15311 | 15x31x1 MERV10 High Capacity Pleat | Tax | Sales | Cost of Goods Sold | Inventory:Inventory Asset | 0 | 15x31x1 MERV10 High Capacity Pleat | 10 | 9.88 | Glasfloss Industries |  | 15.5 |  | HVP15311 |  | 15x31x1 | 15 | 31 | 1 | MERV10 | 10 | f
| Active | Inventory Part | HVP16121SPC | 16x12x1 Special MERV10 Standard Capacity Pleat | Tax | Sales | Cost of Goods Sold | Inventory:Inventory Asset | 0 | 16x12x1 Special MERV10 Standard Capacity Pleat | 0 |  | Glasfloss Industries |  | 10.69 |  | HVP16121SPC |  | 16x12x1 | 16 | 12 | 1 | MERV10 | 10 | f
| Active | Inventory Part | HVP16151SP | 16x15x1 MERV10 Special High Capacity Pleat | Tax | Sales | Cost of Goods Sold | Inventory:Inventory Asset | 0 | 16x15x1 MERV10 Special High Capacity Pleat | 0 | 7.46 | Glasfloss Industries |  | 11.78 |  | HVP16151SP |  | 16x15x1 | 16 | 15 | 1 | MERV10 | 10 | f
| Active | Inventory Part | HVP16161 | 16x16x1 MERV10 High Capacity Pleat | Tax | Sales | Cost of Goods Sold | Inventory:Inventory Asset | 0 | 16x16x1 MERV10 High Capacity Pleat | 318 | 4.95 | Glasfloss Industries |  | 5.85 |  | HVP16161 |  | 16x16x1 | 16 | 16 | 1 | MERV10 | 10 | f
| Active | Inventory Part | HVP16161XM | 16x16x1 High Capacity Pleat w/Heavy Expanded Metal | Tax | Sales | Cost of Goods Sold | Inventory:Inventory Asset | 0 | 16x16x1 High Capacity Pleat w/Heavy Expanded Metal | 36 | 4.31 | Glasfloss Industries |  | 6.93 |  | HVP16161XM |  | 16x16x1 | 16 | 16 | 1 |  | 10 | f
| Active | Inventory Part | HVP16162 | 16x16x2 MERV10 High Capacity Pleat | Tax | Sales | Cost of Goods Sold | Inventory:Inventory Asset | 0 | 16x16x2 MERV10 High Capacity Pleat | 970 | 5.03 | Glasfloss Industries |  | 8.04 |  | HVP16162 |  | 16x16x2 | 16 | 16 | 2 | MERV10 | 10 | f
| Active | Inventory Part | HVP16162XM | 16x16x2 High Capacity Pleat w/Heavy Expanded Metal | Tax | Sales | Cost of Goods Sold | Inventory:Inventory Asset | 0 | 16x16x2 High Capacity Pleat w/Heavy Expanded Metal | 492 | 3.16 | Glasfloss Industries |  | 5.98 |  | HVP16162XM |  | 16x16x2 | 16 | 16 | 2 |  | 10 | f
| Active | Inventory Part | HVP16181 | 16x18x1 High Capacity Pleat | Tax | Sales | Cost of Goods Sold | Inventory:Inventory Asset | 0 | 16x18x1 High Capacity Pleat | 11 | 7.92 | Glasfloss Industries |  | 12.48 |  | HVP16181 |  | 16x18x1 | 16 | 18 | 1 |  | 10 | f
| Active | Inventory Part | HVP16201 | 16x20x1 MERV10 High Capacity Pleat | Tax | Sales | Cost of Goods Sold | Inventory:Inventory Asset | 0 | 16x20x1 MERV10 High Capacity Pleat | 211 | 3.19 | Glasfloss Industries |  | 5.2 |  | HVP16201 |  | 16x20x1 | 16 | 20 | 1 | MERV10 | 10 | f
| Active | Inventory Part | HVP16202 | 16x20x2 MERV10 High Capacity Pleat | Tax | Sales | Cost of Goods Sold | Inventory:Inventory Asset | 0 | 16x20x2MERV10 High Capacity Pleat | 670 | 3.71 | Glasfloss Industries |  | 6.07 |  | HVP16202 |  | 16x20x2 | 16 | 20 | 2 | MERV10 | 10 | f
| Active | Inventory Part | HVP16202XM | 16x20x2 High Capacity Pleat w/Heavy Expanded Metal | Tax | Sales | Cost of Goods Sold | Inventory:Inventory Asset | 0 | 16x20x2 High Capacity Pleat w/Heavy Expanded Metal | 186 | 4.02 | Glasfloss Industries |  | 6.48 |  | HVP16202XM |  | 16x20x2 | 16 | 20 | 2 |  | 10 | f
| Active | Inventory Part | HVP16204 | 16x20x4 MERV10 High Capacity Pleat | Tax | Sales | Cost of Goods Sold | Inventory:Inventory Asset | 0 | 16x20x4 MERV10 High Capacity Pleat | 294 | 6.44 | Glasfloss Industries |  | 10.21 |  | HVP16204 |  | 16x20x4 | 16 | 20 | 4 | MERV10 | 10 | f
| Active | Inventory Part | HVP16204XM | 16x20x4 High Capacity Pleat w/Heavy Expanded Metal | Tax | Sales | Cost of Goods Sold | Inventory:Inventory Asset | 0 | 16x20x4 High Capacity Pleat w/Heavy Expanded Metal | 120 | 3.16 | Glasfloss Industries |  | 5.98 |  | HVP16204XM |  | 16x20x4 | 16 | 20 | 4 |  | 10 | f
| Active | Inventory Part | HVP16221SP | 16x22x1 MERV10 High Capacity Pleat | Tax | Sales | Cost of Goods Sold | Inventory:Inventory Asset | 0 | 16x22x1 MERV10 High Capacity Pleat | 215 | 9.72 | Glasfloss Industries |  | 9.65 |  | HVP16221SP |  | 16x22x1 | 16 | 22 | 1 | MERV10 | 10 | f
| Active | Inventory Part | HVP16241 | 16x24x1 MERV10 High Capacity Pleat | Tax | Sales | Cost of Goods Sold | Inventory:Inventory Asset | 0 | 16x24x1 MERV10 High Capacity Pleat | 364 | 4.8 | Glasfloss Industries |  | 5.69 |  | HVP16241 |  | 16x24x1 | 16 | 24 | 1 | MERV10 | 10 | f
| Active | Inventory Part | HVP16241XM | 16x24x1 High Capacity Pleat w/Heavy Expanded Metal | Tax | Sales | Cost of Goods Sold | Inventory:Inventory Asset | 0 | 16x24x1 High Capacity Pleat w/Heavy Expanded Metal | 24 | 4.64 | Glasfloss Industries |  | 6.22 |  | HVP16241XM |  | 16x24x1 | 16 | 24 | 1 |  | 10 | f
| Active | Inventory Part | HVP16242 | 16x24x2 MERV10 High Capacity Pleat | Tax | Sales | Cost of Goods Sold | Inventory:Inventory Asset | 0 | 16x24x2 MERV10 High Capacity Pleat | 405 | 4.9 | Glasfloss Industries |  | 7.83 |  | HVP16242 |  | 16x24x2 | 16 | 24 | 2 | MERV10 | 10 | f
| Active | Inventory Part | HVP16242XM | 16x24x2 High Capacity Pleat w/Heavy Expanded Metal | Tax | Sales | Cost of Goods Sold | Inventory:Inventory Asset | 0 | 16x24x2 High Capacity Pleat w/Heavy Expanded Metal | 31 | 5.13 | Glasfloss Industries |  | 8.19 |  | HVP16242XM |  | 16x24x2 | 16 | 24 | 2 |  | 10 | f
| Active | Inventory Part | HVP16244SP | 16x24x4 MERV10 High Capacity Pleat | Tax | Sales | Cost of Goods Sold | Inventory:Inventory Asset | 0 | 16x24x4 MERV10 High Capacity Pleat | 218 | 21.64 | Glasfloss Industries |  | 33.29 |  | HVP16244SP |  | 16x24x4 | 16 | 24 | 4 | MERV10 | 10 | f
| Active | Inventory Part | HVP16251 | 16x25x1 MERV10 High Capacity Pleat | Tax | Sales | Cost of Goods Sold | Inventory:Inventory Asset | 0 | 16x25x1 MERV10 High Capacity Pleat | 345 | 3.62 | Glasfloss Industries |  | 5.76 |  | HVP16251 |  | 16x25x1 | 16 | 25 | 1 | MERV10 | 10 | f
| Active | Inventory Part | HVP16252 | 16x25x2 MERV10 High Capacity Pleat | Tax | Sales | Cost of Goods Sold | Inventory:Inventory Asset | 0 | 16x25x2 MERV10 High Capacity Pleat | 1700 | 4.28 | Glasfloss Industries |  | 6.96 |  | HVP16252 |  | 16x25x2 | 16 | 25 | 2 | MERV10 | 10 | f
| Active | Inventory Part | HVP16252XM | 16x25x2 High Capacity Pleat w/Heavy Expanded Metal | Tax | Sales | Cost of Goods Sold | Inventory:Inventory Asset | 0 | 16x25x2 High Capacity Pleat w/Heavy Expanded Metal | 155 | 4.62 | Glasfloss Industries |  | 7.41 |  | HVP16252XM |  | 16x25x2 | 16 | 25 | 2 |  | 10 | f
| Active | Inventory Part | HVP16254 | 16x25x4 MERV10 High Capacity Pleat | Tax | Sales | Cost of Goods Sold | Inventory:Inventory Asset | 0 | 16x25x4 MERV10 High Capacity Pleat | 218 | 7.5 | Glasfloss Industries |  | 11.84 |  | HVP16254 |  | 16x25x4 | 16 | 25 | 4 | MERV10 | 10 | f
| Active | Inventory Part | HVP16254XM | 16x25x4 High Capacity Pleat w/Heavy Expanded Metal | Tax | Sales | Cost of Goods Sold | Inventory:Inventory Asset | 0 | 16x25x4 High Capacity Pleat w/Heavy Expanded Metal | 78 | 3.45 | Glasfloss Industries |  | 5.25 |  | HVP16254XM |  | 16x25x4 | 16 | 25 | 4 |  | 10 | f
| Active | Inventory Part | HVP16301 | 16x30x1 MERV10 High Capacity Pleat | Tax | Sales | Cost of Goods Sold | Inventory:Inventory Asset | 0 | 16x30x1 MERV10 High Capacity Pleat | 112 | 6.03 | Glasfloss Industries |  | 14.45 |  | HVP16301 |  | 16x30x1 | 16 | 30 | 1 | MERV10 | 10 | f
| Active | Inventory Part | HVP16301XM | 16x30x1 MERV10 High Capacity Pleat | Tax | Sales | Cost of Goods Sold | Inventory:Inventory Asset | 0 | 16x30x1 MERV10 High Capacity Pleat | 12 | 5.03 | Glasfloss Industries |  | 8.03 |  | HVP16301XM |  | 16x30x1 | 16 | 30 | 1 | MERV10 | 10 | f
| Active | Inventory Part | HVP16302 | 16x30x2 MERV10 High Capacity Pleat | Tax | Sales | Cost of Goods Sold | Inventory:Inventory Asset | 0 | 16x30x2 MERV10 High Capacity Pleat | 50 | 12.4 | Glasfloss Industries |  | 18.84 |  | HVP16302 |  | 16x30x2 | 16 | 30 | 2 | MERV10 | 10 | f
| Active | Inventory Part | HVP16304 | 16x30x4 MERV10 High Capacity Pleat | Tax | Sales | Cost of Goods Sold | Inventory:Inventory Asset | 0 | 16x30x4 MERV10 High Capacity Pleat | 20 | 22.88 | Glasfloss Industries |  | 34.14 |  | HVP16304 |  | 16x30x4 | 16 | 30 | 4 | MERV10 | 10 | f
| Active | Inventory Part | HVP16311SP | 16x31x1 MERV10 Special High Capacity Pleat | Tax | Sales | Cost of Goods Sold | Inventory:Inventory Asset | 0 | 16x31x1 MERV10 Special High Capacity Pleat | 56 | 10.8 | Glasfloss Industries |  | 16.12 |  | HVP16311SP |  | 16x31x1 | 16 | 31 | 1 | MERV10 | 10 | f
| Active | Inventory Part | HVP16322SP | 16x32x2 Special MERV10 High Capacity Pleat | Tax | Sales | Cost of Goods Sold | Inventory:Inventory Asset | 0 | 16x32x2 Special MERV10 High Capacity Pleat | 8 | 13.3 | Glasfloss Industries |  | 20.18 |  | HVP16322SP |  | 16x32x2 | 16 | 32 | 2 | MERV10 | 10 | f
| Active | Inventory Part | HVP16351 | 16x35x1 MERV10 High Capacity Pleat | Tax | Sales | Cost of Goods Sold | Inventory:Inventory Asset | 0 | 16x35x1 MERV10 High Capacity Pleat | 36 | 11.58 | Glasfloss Industries |  | 16.6 |  | HVP16351 |  | 16x35x1 | 16 | 35 | 1 | MERV10 | 10 | f
| Active | Inventory Part | HVP16401XMSP | 16x40x1 SPECIAL High Capacity Pleat w/Heavy Expanded Metal | Tax | Sales | Cost of Goods Sold | Inventory:Inventory Asset | 0 | 16x40x1 SPECIAL High Capacity Pleat w/Heavy Expanded Metal | 23 | 21.39 | Glasfloss Industries |  | 33.21 |  | HVP16401XMSP |  | 16x40x1 | 16 | 40 | 1 |  | 10 | f
| Active | Inventory Part | HVP17.5241SPC | 17.5 x 24 x 1 Special MERV10 Standard Capacity Pleat | Tax | Sales | Cost of Goods Sold | Inventory:Inventory Asset | 0 | 17.5 x 24 x 1 Special MERV10 Standard Capacity Pleat | 0 | 10.28 | Glasfloss Industries |  | 16.11 |  | HVP17.5241SPC |  | 17.5 x 24 x 1 | 17.5 | 24 | 1 | MERV10 | 10 | f
| Active | Inventory Part | HVP17.5322SPC | 17.5 x 32 x 2 Special MERV10 Standard Capacity Pleat | Tax | Sales | Cost of Goods Sold | Inventory:Inventory Asset | 0 | 17.5 x 32 x 2 Special MERV10 Standard Capacity Pleat | 7 | 13.57 | Glasfloss Industries |  | 20.18 |  | HVP17.5322SPC |  | 17.5 x 32 x 2 | 17.5 | 32 | 2 | MERV10 | 10 | f
| Active | Inventory Part | HVP17171SPC | 17x17x1 Special MERV10 Standard Capacity Pleat | Tax | Sales | Cost of Goods Sold | Inventory:Inventory Asset | 0 | 17x17x1 Special MERV10 Standard Capacity Pleat | -1 | 8.23 | Glasfloss Industries |  | 12.96 |  | HVP17171SPC |  | 17x17x1 | 17 | 17 | 1 | MERV10 | 10 | f
| Active | Inventory Part | HVP17282XM | 17x28x2 Special High Capacity Pleat w/Heavy Expanded Metal | Tax | Sales | Cost of Goods Sold | Inventory:Inventory Asset | 0 | 17x28x2 Special High Capacity Pleat w/Heavy Expanded Metal | 0 |  | Glasfloss Industries |  | 47.93 |  | HVP17282XM |  | 17x28x2 | 17 | 28 | 2 |  | 10 | f
| Active | Inventory Part | HVP17351 | 17x35x1 MERV10 High Capacity Pleat | Tax | Sales | Cost of Goods Sold | Inventory:Inventory Asset | 0 | 17x35x1 MERV10 High Capacity Pleat | 0 | 11.03 | Glasfloss Industries |  | 17.27 |  | HVP17351 |  | 17x35x1 | 17 | 35 | 1 | MERV10 | 10 | f
| Active | Inventory Part | HVP17351SPC | 17x35x1 MERV10 Standard Capacity Pleat | Tax | Sales | Cost of Goods Sold | Inventory:Inventory Asset | 0 | 17x35x1 MERV10 Standard Capacity Pleat | 204 | 11.36 | Glasfloss Industries |  | 17.26 |  | HVP17351SPC |  | 17x35x1 | 17 | 35 | 1 | MERV10 | 10 | f
| Active | Inventory Part | HVP1818.52SPC | 18x18.5x2 Special MERV10 Standard Capacity Pleat | Tax | Sales | Cost of Goods Sold | Inventory:Inventory Asset | 0 | 18x18.5x2 Special MERV10 Standard Capacity Pleat | 0 | 10.83 | Glasfloss Industries |  | 16.96 |  | HVP1818.52SPC |  | 18x18.5x2 | 18 | 18.5 | 2 | MERV10 | 10 | f
| Active | Inventory Part | HVP18181 | 18x18x1 MERV10 High Capacity Pleat | Tax | Sales | Cost of Goods Sold | Inventory:Inventory Asset | 0 | 18x18x1 MERV10 High Capacity Pleat | 126 | 5.47 | Glasfloss Industries |  | 8.71 |  | HVP18181 |  | 18x18x1 | 18 | 18 | 1 | MERV10 | 10 | f
| Active | Inventory Part | HVP18182 | 18x18x2 MERV10 High Capacity Pleat | Tax | Sales | Cost of Goods Sold | Inventory:Inventory Asset | 0 | 18x18x2 MERV10 High Capacity Pleat | 117 | 6.37 | Glasfloss Industries |  | 9.92 |  | HVP18182 |  | 18x18x2 | 18 | 18 | 2 | MERV10 | 10 | f
| Active | Inventory Part | HVP18184SP | 18x18x4 Special MERV10 High Capacity Pleat | Tax | Sales | Cost of Goods Sold | Inventory:Inventory Asset | 0 | 18x18x4 Special MERV10 High Capacity Pleat | 65 | 21.64 | Glasfloss Industries |  | 32.1 |  | HVP18184SP |  | 18x18x4 | 18 | 18 | 4 | MERV10 | 10 | f
| Active | Inventory Part | HVP18201 | 18x20x1 MERV10 High Capacity Pleat | Tax | Sales | Cost of Goods Sold | Inventory:Inventory Asset | 0 | 18x20x1 MERV10 High Capacity Pleat | 50 | 5.1 | Glasfloss Industries |  | 7.77 |  | HVP18201 |  | 18x20x1 | 18 | 20 | 1 | MERV10 | 10 | f
| Active | Inventory Part | HVP18202 | 18x20x2 MERV10 High Capacity Pleat | Tax | Sales | Cost of Goods Sold | Inventory:Inventory Asset | 0 | 18x20x2 MERV10 High Capacity Pleat | 358 | 5.15 | Glasfloss Industries |  | 7.1 |  | HVP18202 |  | 18x20x2 | 18 | 20 | 2 | MERV10 | 10 | f
| Active | Inventory Part | HVP18202XM | 18x20x2 High Capacity Pleat w/Heavy Expanded Metal | Tax | Sales | Cost of Goods Sold | Inventory:Inventory Asset | 0 | 18x20x2 High Capacity Pleat w/Heavy Expanded Metal | 62 | 5.4 | Glasfloss Industries |  | 8.23 |  | HVP18202XM |  | 18x20x2 | 18 | 20 | 2 |  | 10 | f
| Active | Inventory Part | HVP18204SP | 18x20x4 MERV10 High Capacity Pleat | Tax | Sales | Cost of Goods Sold | Inventory:Inventory Asset | 0 | 18x20x4 MERV10 High Capacity Pleat | 65 | 20.6 | Glasfloss Industries |  | 32.1 |  | HVP18204SP |  | 18x20x4 | 18 | 20 | 4 | MERV10 | 10 | f
| Active | Inventory Part | HVP18221 | 18x22x1 Special MERV 10 High Capacity Pleat | Tax | Sales | Cost of Goods Sold | Inventory:Inventory Asset | 0 | 18x22x1 Special MERV 10 High Capacity Pleat | 199 | 9.54 | Glasfloss Industries |  | 0 |  | HVPSP18221 |  | 18x22x1 | 18 | 22 | 1 | MERV 10 | 10 | f
| Active | Inventory Part | HVP18222SP | 18x22x2 MERV10 High Capacity Pleat | Tax | Sales | Cost of Goods Sold | Inventory:Inventory Asset | 0 | 18x22x2 MERV10 High Capacity Pleat | 141 | 10.83 | Glasfloss Industries |  | 16.96 |  | HVP18222SP |  | 18x22x2 | 18 | 22 | 2 | MERV10 | 10 | f
| Active | Inventory Part | HVP18241 | 18x24x1 MERV10 High Capacity Pleat | Tax | Sales | Cost of Goods Sold | Inventory:Inventory Asset | 0 | 18x24x1 MERV10 High Capacity Pleat | 188 | 4.19 | Glasfloss Industries |  | 6.62 |  | HVP18241 |  | 18x24x1 | 18 | 24 | 1 | MERV10 | 10 | f
| Active | Inventory Part | HVP18242 | 18x24x2 MERV10 High Capacity Pleat | Tax | Sales | Cost of Goods Sold | Inventory:Inventory Asset | 0 | 18x24x2 MERV10 High Capacity Pleat | 196 | 5.1 | Glasfloss Industries |  | 6.01 |  | HVP18242 |  | 18x24x2 | 18 | 24 | 2 | MERV10 | 10 | f
| Active | Inventory Part | HVP18242XM | 18x24x2 High Capacity Pleat w/Heavy Expanded Metal | Tax | Sales | Cost of Goods Sold | Inventory:Inventory Asset | 0 | 18x24x2 High Capacity Pleat w/Heavy Expanded Metal | 28 | 5.23 | Glasfloss Industries |  | 7.97 |  | HVP18242XM |  | 18x24x2 | 18 | 24 | 2 |  | 10 | f
| Active | Inventory Part | HVP18244 | 18x24x4 MERV10 High Capacity Pleat | Tax | Sales | Cost of Goods Sold | Inventory:Inventory Asset | 0 | 18x24x4 MERV10 High Capacity Pleat | 148 | 7.98 | Glasfloss Industries |  | 9.7 |  | HVP18244 |  | 18x24x4 | 18 | 24 | 4 | MERV10 | 10 | f
| Active | Inventory Part | HVP18251 | 18x25x1 MERV10 High Capacity Pleat | Tax | Sales | Cost of Goods Sold | Inventory:Inventory Asset | 0 | 18x25x1 MERV10 High Capacity Pleat | 112 | 3.84 | Glasfloss Industries |  | 6.43 |  | HVP18251 |  | 18x25x1 | 18 | 25 | 1 | MERV10 | 10 | f
| Active | Inventory Part | HVP18252 | 18x25x2 MERV10 High Capacity Pleat | Tax | Sales | Cost of Goods Sold | Inventory:Inventory Asset | 0 | 18x25x2 MERV10 High Capacity Pleat | 188 | 5.38 | Glasfloss Industries |  | 6.44 |  | HVP18252 |  | 18x25x2 | 18 | 25 | 2 | MERV10 | 10 | f
| Active | Inventory Part | HVP18252XM | 18x25x2 High Capacity Pleat W/Heavy Expanded Metal | Tax | Sales | Cost of Goods Sold | Inventory:Inventory Asset | 0 | 18x25x2 High Capacity Pleat W/Heavy Expanded Metal | 24 | 5.64 | Glasfloss Industries |  | 0 |  | HVP18252XM |  | 18x25x2 | 18 | 25 | 2 |  | 10 | f
| Active | Inventory Part | HVP18282XM-SP | 18x28x2 SPECIAL High Capacity Pleat w/Heavy Expanded Metal | Tax | Sales | Cost of Goods Sold | Inventory:Inventory Asset | 0 | 18x28x2 SPECIAL High Capacity Pleat w/Heavy Expanded Metal | 11 | 0 | Glasfloss Industries |  | 0 |  | HVP18282XM-SP |  | 18x28x2 | 18 | 28 | 2 |  | 10 | f
| Active | Inventory Part | HVP18291 | 18x29x1 MERV10 High Capacity Pleat | Tax | Sales | Cost of Goods Sold | Inventory:Inventory Asset | 0 | 18x29x1 MERV10 High Capacity Pleat | 38 | 11.58 | Glasfloss Industries |  | 16.6 |  | HVP18291 |  | 18x29x1 | 18 | 29 | 1 | MERV10 | 10 | f
| Active | Inventory Part | HVP18291XM | 18x29x1 High Capacity Pleat w/Heavy Expanded Metal | Tax | Sales | Cost of Goods Sold | Inventory:Inventory Asset | 0 | 18x29x1 High Capacity Pleat w/Heavy Expanded Metal | 0 | 0 | Glasfloss Industries |  | 0 |  | HVP18291XM |  | 18x29x1 | 18 | 29 | 1 |  | 10 | f
| Active | Inventory Part | HVP18301 | 18x30x1 MERV10 High Capacity Pleat | Tax | Sales | Cost of Goods Sold | Inventory:Inventory Asset | 0 | 18x30x1 MERV10 High Capacity Pleat |  | 5.22 | Glasfloss Industries |  | 7.76 |  | HVP18301 |  | 18x30x1 | 18 | 30 | 1 | MERV10 | 10 | f
| Active | Inventory Part | HVP18302 | 18x30x2 MERV10 High Capacity Pleat | Tax | Sales | Cost of Goods Sold | Inventory:Inventory Asset | 0 | 18x30x2 MERV10 High Capacity Pleat | 252 | 13.3 | Glasfloss Industries |  | 0 |  | HVP18302 |  | 18x30x2 | 18 | 30 | 2 | MERV10 | 10 | f
| Active | Inventory Part | HVP18302XM- SP | 18x30x2 Special High Capacity Pleat w/Heavy Expanded Metal | Tax | Sales | Cost of Goods Sold | Inventory:Inventory Asset | 0 | 18x30x2 Special High Capacity Pleat w/Heavy Expanded Metal | -1 | 14.92 | Glasfloss Industries |  | 22.95 |  | HVP18302XM- SP |  | 18x30x2 | 18 | 30 | 2 |  | 10 | f
| Active | Inventory Part | HVP19.535.51SPC | 19.5x35.5x1 Special MERV10 Standard Capacity Pleat | Tax | Sales | Cost of Goods Sold | Inventory:Inventory Asset | 0 | 19.5x35.5x1 Special MERV10 Standard Capacity Pleat | 1 | 11.87 | Glasfloss Industries |  | 18.56 |  | HVP19.535.51SPC |  | 19.5x35.5x1 | 19.5 | 35.5 | 1 | MERV10 | 10 | f
| Active | Inventory Part | HVP1919.52SPC | 19x19.5x2 Special MERV10 Standard Capacity Pleat | Tax | Sales | Cost of Goods Sold | Inventory:Inventory Asset | 0 | 19x19.5x2 Special MERV10 Standard Capacity Pleat | 6 | 9.26 | Glasfloss Industries |  | 14.54 |  | HVP1919.52SPC |  | 19x19.5x2 | 19 | 19.5 | 2 | MERV10 | 10 | f
| Active | Inventory Part | HVP19201XM | 19x20x1 High Capacity Pleat w/Heavy Expanded Metal | Tax | Sales | Cost of Goods Sold | Inventory:Inventory Asset | 0 | 19x20x1 High Capacity Pleat w/Heavy Expanded Metal | 36 | 0 | Glasfloss Industries |  | 0 |  | HVP19201XM |  | 19x20x1 | 19 | 20 | 1 |  | 10 | f
| Active | Inventory Part | HVP19201XM-SP | 19x20x1 Special High Capacity Pleat w/Heavy Expanded Metal | Tax | Sales | Cost of Goods Sold | Inventory:Inventory Asset | 0 | 19x20x1 Special High Capacity Pleat w/Heavy Expanded Metal | 0 | 2.79 | Glasfloss Industries |  | 16.17 |  | HVP19201XM-SP |  | 19x20x1 | 19 | 20 | 1 |  | 10 | f
| Active | Inventory Part | HVP20201 | 20x20x1 MERV10 High Capacity Pleat | Tax | Sales | Cost of Goods Sold | Inventory:Inventory Asset | 0 | 20x20x1 MERV10 High Capacity Pleat | -42 | 3.66 | Glasfloss Industries |  | 5.82 |  | HVP20201 |  | 20x20x1 | 20 | 20 | 1 | MERV10 | 10 | f
| Active | Inventory Part | HVP20201XM | 20x20x1 High Capacity Pleat w/Heavy Expanded Metal | Tax | Sales | Cost of Goods Sold | Inventory:Inventory Asset | 0 | 20x20x1 High Capacity Pleat w/Heavy Expanded Metal | 12 | 3.79 | Glasfloss Industries |  | 5.37 |  | HVP20201XM |  | 20x20x1 | 20 | 20 | 1 |  | 10 | f
| Active | Inventory Part | HVP20202 | 20x20x2 MERV10 High Capacity Pleat | Tax | Sales | Cost of Goods Sold | Inventory:Inventory Asset | 0 | 20x20x2 MERV10 High Capacity Pleat | 578 | 4.39 | Glasfloss Industries |  | 7.12 |  | HVP20202 |  | 20x20x2 | 20 | 20 | 2 | MERV10 | 10 | f
| Active | Inventory Part | HVP20202XM | 20x20x2 High Capacity Pleat w/Heavy Expanded Metal | Tax | Sales | Cost of Goods Sold | Inventory:Inventory Asset | 0 | 20x20x2 High Capacity Pleat w/Heavy Expanded Metal | 124 | 4.73 | Glasfloss Industries |  | 7.58 |  | HVP20202XM |  | 20x20x2 | 20 | 20 | 2 |  | 10 | f
| Active | Inventory Part | HVP20204 | 20x20x4 MERV10 High Capacity Pleat | Tax | Sales | Cost of Goods Sold | Inventory:Inventory Asset | 0 | 20x20x4 MERV10 High Capacity Pleat | 220 | 7.84 | Glasfloss Industries |  | 11.77 |  | HVP20204 |  | 20x20x4 | 20 | 20 | 4 | MERV10 | 10 | f
| Active | Inventory Part | HVP20204XM | 20x20x4 High Capacity Pleat w/Heavy Expanded Metal | Tax | Sales | Cost of Goods Sold | Inventory:Inventory Asset | 0 | 20x20x4 High Capacity Pleat w/Heavy Expanded Metal | 40 | 6.15 | Glasfloss Industries |  | 9.76 |  | HVP20204XM |  | 20x20x4 | 20 | 20 | 4 |  | 10 | f
| Active | Inventory Part | HVP20206 | 20x20x6 High Capacity Pleat | Tax | Sales | Cost of Goods Sold | Inventory:Inventory Asset | 0 | 20x20x6 High Capacity Pleat |  | 10.6 | Glasfloss Industries |  | 16.61 |  | HVP20206 |  | 20x20x6 | 20 | 20 | 6 |  | 10 | f
| Active | Inventory Part | HVP20221 | 20x22x1 MERV10 High Capacity Pleat | Tax | Sales | Cost of Goods Sold | Inventory:Inventory Asset | 0 | 20x22x1 MERV10 High Capacity Pleat | 391 | 5.58 | Glasfloss Industries |  | 6.56 |  | HVP20221 |  | 20x22x1 | 20 | 22 | 1 | MERV10 | 10 | f
| Active | Inventory Part | HVP20241 | 20x24x1 MERV10 High Capacity Pleat | Tax | Sales | Cost of Goods Sold | Inventory:Inventory Asset | 0 | 20x24x1 MERV10 High Capacity Pleat | 128 | 4.08 | Glasfloss Industries |  | 4.97 |  | HVP20241 |  | 20x24x1 | 20 | 24 | 1 | MERV10 | 10 | f
| Active | Inventory Part | HVP20242 | 20x24x2 MERV10 High Capacity Pleat | Tax | Sales | Cost of Goods Sold | Inventory:Inventory Asset | 0 | 20x24x2 MERV10 High Capacity Pleat | 1083 | 5.3 | Glasfloss Industries |  | 8.3 |  | HVP20242 |  | 20x24x2 | 20 | 24 | 2 | MERV10 | 10 | f
| Active | Inventory Part | HVP20242XM | 20x24x2 High Capacity Pleat w/Heavy Expanded Metal | Tax | Sales | Cost of Goods Sold | Inventory:Inventory Asset | 0 | 20x24x2 High Capacity Pleat w/Heavy Expanded Metal | 237 | 5.56 | Glasfloss Industries |  | 8.85 |  | HVP20242XM |  | 20x24x2 | 20 | 24 | 2 |  | 10 | f
| Active | Inventory Part | HVP20244 | 20x24x4 MERV10 High Capacity Pleat | Tax | Sales | Cost of Goods Sold | Inventory:Inventory Asset | 0 | 20x24x4 MERV10 High Capacity Pleat | 454 | 8.86 | Glasfloss Industries |  | 13.43 |  | HVP20244 |  | 20x24x4 | 20 | 24 | 4 | MERV10 | 10 | f
| Active | Inventory Part | HVP20244XM | 20x24x4 High Capacity Pleat w/Heavy Expanded Metal | Tax | Sales | Cost of Goods Sold | Inventory:Inventory Asset | 0 | 20x24x4 High Capacity Pleat w/Heavy Expanded Metal | 36 | 9.09 | Glasfloss Industries |  | 13.36 |  | HVP20244XM |  | 20x24x4 | 20 | 24 | 4 |  | 10 | f
| Active | Inventory Part | HVP20246 | 20x24x6 MERV10 High Capacity Pleat | Tax | Sales | Cost of Goods Sold | Inventory:Inventory Asset | 0 | 20x24x6 MERV10 High Capacity Pleat | 0 | 11.98 | Glasfloss Industries |  | 18.74 |  | HVP20246 |  | 20x24x6 | 20 | 24 | 6 | MERV10 | 10 | f
| Active | Inventory Part | HVP20251 | 20x25x1 MERV10 High Capacity Pleat | Tax | Sales | Cost of Goods Sold | Inventory:Inventory Asset | 0 | 20x25x1 MERV10 High Capacity Pleat | 299 | 3.99 | Glasfloss Industries |  | 6.27 |  | HVP20251 |  | 20x25x1 | 20 | 25 | 1 | MERV10 | 10 | f
| Active | Inventory Part | HVP20251XM | 20x25x1 High Capacity Pleat w/Heavy Expanded Metal | Tax | Sales | Cost of Goods Sold | Inventory:Inventory Asset | 0 | 20x25x1 High Capacity Pleat w/Heavy Expanded Metal | 19 | 4.3 | Glasfloss Industries |  | 6.92 |  | HVP20251XM |  | 20x25x1 | 20 | 25 | 1 |  | 10 | f
| Active | Inventory Part | HVP20252 | 20x25x2 MERV10 High Capacity Pleat | Tax | Sales | Cost of Goods Sold | Inventory:Inventory Asset | 0 | 20x25x2 MERV10 High Capacity Pleat | 1194 | 5.07 | Glasfloss Industries |  | 8.17 |  | HVP20252 |  | 20x25x2 | 20 | 25 | 2 | MERV10 | 10 | f
| Active | Inventory Part | HVP20252XM | 20x25x2 High Capacity Pleat w/Heavy Expanded Metal | Tax | Sales | Cost of Goods Sold | Inventory:Inventory Asset | 0 | 20x25x2 High Capacity Pleat w/Heavy Expanded Metal | 155 | 5.45 | Glasfloss Industries |  | 8.68 |  | HVP20252XM |  | 20x25x2 | 20 | 25 | 2 |  | 10 | f
| Active | Inventory Part | HVP20254 | 20x25x4 MERV10 High Capacity Pleat | Tax | Sales | Cost of Goods Sold | Inventory:Inventory Asset | 0 | 20x25x4 MERV10 High Capacity Pleat | 59 | 8.72 | Glasfloss Industries |  | 13.45 |  | HVP20254 |  | 20x25x4 | 20 | 25 | 4 | MERV10 | 10 | f
| Active | Inventory Part | HVP20254XM | 20x25x4 High Capacity Pleat w/Heavy Expanded Metal | Tax | Sales | Cost of Goods Sold | Inventory:Inventory Asset | 0 | 20x25x4 High Capacity Pleat w/Heavy Expanded Metal | 200 | 8.35 | Glasfloss Industries |  | 13.14 |  | HVP20254XM |  | 20x25x4 | 20 | 25 | 4 |  | 10 | f
| Active | Inventory Part | HVP20301 | 20x30x1 MERV10 High Capacity Pleat | Tax | Sales | Cost of Goods Sold | Inventory:Inventory Asset | 0 | 20x30x1 MERV10 High Capacity Pleat | 540 | 5.49 | Glasfloss Industries |  | 8.33 |  | HVP20301 |  | 20x30x1 | 20 | 30 | 1 | MERV10 | 10 | f
| Active | Inventory Part | HVP20302 | 20x30x2 MERV10 High Capacity Pleat | Tax | Sales | Cost of Goods Sold | Inventory:Inventory Asset | 0 | 20x30x2 MERV10 High Capacity Pleat | 589 | 7.82 | Glasfloss Industries |  | 12.1 |  | HVP20302 |  | 20x30x2 | 20 | 30 | 2 | MERV10 | 10 | f
| Active | Inventory Part | HVP20302XM | 20x30x2 High Capacity Pleat w/Heavy Expanded Metal | Tax | Sales | Cost of Goods Sold | Inventory:Inventory Asset | 0 | 20x30x2 High Capacity Pleat w/Heavy Expanded Metal | 52 | 7.5 | Glasfloss Industries |  | 5.37 |  | HVP20302XM |  | 20x30x2 | 20 | 30 | 2 |  | 10 | f
| Active | Inventory Part | HVP20321XM | 20x32x1 Special High Capacity Pleat w/Heavy Expanded Metal | Tax | Sales | Cost of Goods Sold | Inventory:Inventory Asset | 0 | 20x32x1 Special High Capacity Pleat w/Heavy Expanded Metal | 0 | 13.45 | Glasfloss Industries |  | 21.54 |  | HVP20321XM |  | 20x32x1 | 20 | 32 | 1 |  | 10 | f
| Active | Inventory Part | HVP20321XM-SP | 20x32x1 Special High Capacity Pleat w/Heavy Expanded Metal | Tax | Sales | Cost of Goods Sold | Inventory:Inventory Asset | 0 | 20x32x1 Special High Capacity Pleat w/Heavy Expanded Metal | 96 | 0 | Glasfloss Industries |  | 20.63 |  | HVP20321XM-SP |  | 20x32x1 | 20 | 32 | 1 |  | 10 | f
| Active | Inventory Part | HVP21211 | 21x21x1 MERV10 High Capacity Pleat | Tax | Sales | Cost of Goods Sold | Inventory:Inventory Asset | 0 | 21x21x1 MERV10 High Capacity Pleat | 120 | 10.8 | Glasfloss Industries |  | 15.5 |  | HVP21211 |  | 21x21x1 | 21 | 21 | 1 | MERV10 | 10 | f
| Active | Inventory Part | HVP21282 | 21x28x2 MERV10 High Capacity Pleat | Tax | Sales | Cost of Goods Sold | Inventory:Inventory Asset | 0 | 21x28x2 MERV10 High Capacity Pleat | 0 | 12.42 | Glasfloss Industries |  | 19.4 |  | HVP21282 |  | 21x28x2 | 21 | 28 | 2 | MERV10 | 10 | f
| Active | Inventory Part | HVP22221 | 22x22x1 MERV10 High Capacity Pleat | Tax | Sales | Cost of Goods Sold | Inventory:Inventory Asset | 0 | 22x22x1 MERV10 High Capacity Pleat | 150 | 6.2 | Glasfloss Industries |  | 9.65 |  | HVP22221 |  | 22x22x1 | 22 | 22 | 1 | MERV10 | 10 | f
| Active | Inventory Part | HVP23234SP | 23x23x4 SPECIAL MERV10 High Capacity Pleat | Tax | Sales | Cost of Goods Sold | Inventory:Inventory Asset | 0 | 23x23x4 SPECIAL MERV10 High Capacity Pleat | 96 | 24.55 | Glasfloss Industries |  | 38.1 |  | HVP23234SP |  | 23x23x4 | 23 | 23 | 4 | MERV10 | 10 | f
| Active | Inventory Part | HVP24241 | 24x24x1 MERV10 High Capacity Pleat | Tax | Sales | Cost of Goods Sold | Inventory:Inventory Asset | 0 | 24x24x1 MERV10 High Capacity Pleat | 214 | 4.75 | Glasfloss Industries |  | 7.62 |  | HVP24241 |  | 24x24x1 | 24 | 24 | 1 | MERV10 | 10 | f
| Active | Inventory Part | HVP24242 | 24x24x2 MERV10 High Capacity Pleat | Tax | Sales | Cost of Goods Sold | Inventory:Inventory Asset | 0 | 24x24x2 MERV10 High Capacity Pleat | 1127 | 5.72 | Glasfloss Industries |  | 9.19 |  | HVP24242 |  | 24x24x2 | 24 | 24 | 2 | MERV10 | 10 | f
| Active | Inventory Part | HVP24242XM | 24x24x2 High Capacity Pleat w/Heavy Expanded Metal | Tax | Sales | Cost of Goods Sold | Inventory:Inventory Asset | 0 | 24x24x2 High Capacity Pleat w/Heavy Expanded Metal | 580 | 6.18 | Glasfloss Industries |  | 9.81 |  | HVP24242XM |  | 24x24x2 | 24 | 24 | 2 |  | 10 | f
| Active | Inventory Part | HVP24243HGTXM | 24.0 X 24.0 X 3.5 Special Gas Turbine style..High Capacity HVP Pleat, Made Using Extra Heavy Duty Screen | Tax | Sales | Cost of Goods Sold | Inventory:Inventory Asset | 0 | 24.0 X 24.0 X 3.5 Special Gas Turbine style..High Capacity HVP Pleat, Made Using Extra Heavy Duty Screen | 800 | 12.06 | Glasfloss Industries |  | 15.27 |  | HVP24243HGTXM |  | 24.0 X 24.0 X 3.5 | 24 | 24 | 3.5 |  | 10 | f
| Active | Inventory Part | HVP24243HGTXM:HVP24244 | 24x24x4 MERV10 High Capacity Pleat | Tax | Sales | Cost of Goods Sold | Inventory:Inventory Asset | 0 | 24x24x4 MERV10 High Capacity Pleat | -102 | 9.64 | Glasfloss Industries |  | 15.27 |  | HVP24244 |  | 24x24x4 | 24 | 24 | 4 | MERV10 | 10 | f
| Active | Inventory Part | HVP24243HGTXM:HVP24244XM | 24x24x4 High Capacity Pleat w/Heavy Expanded Metal | Tax | Sales | Cost of Goods Sold | Inventory:Inventory Asset | 0 | 24x24x4 High Capacity Pleat w/Heavy Expanded Metal | 1620 | 10.39 | Glasfloss Industries |  | 16.28 |  | HVP24244XM |  | 24x24x4 | 24 | 24 | 4 |  | 10 | f
| Active | Inventory Part | HVP24243HGTXM:MO83.5HC2424 | 23.3 x 23.3 x 3.5 High Capacity Heavy Gauge Wire filter MERV 8 W/ 2 Sets of Fingers | Tax | Sales | Cost of Goods Sold | Inventory:Inventory Asset | 0 | 23.3 x 23.3 x 3.5 High Capacity Heavy Gauge Wire filter MERV 8 W/ 2 Sets of Fingers | 190 | 7.95 | Zephyr Filtration |  | 12.69 |  | MO83.5HC2424 |  | 23.3 x 23.3 x 3.5 | 23.3 | 23.3 | 3.5 | MERV 8 | 8 | f
| Active | Inventory Part | HVP24246 | 24x24x6 MERV10 High Capacity Pleat | Tax | Sales | Cost of Goods Sold | Inventory:Inventory Asset | 0 | 24x24x6 MERV10 High Capacity Pleat | 0 | 13.43 | Glasfloss Industries |  | 20.97 |  | HVP24246 |  | 24x24x6 | 24 | 24 | 6 | MERV10 | 10 | f
| Active | Inventory Part | HVP24301 | 24x30x1 MERV10 High Capacity Pleat | Tax | Sales | Cost of Goods Sold | Inventory:Inventory Asset | 0 | 24x30x1 MERV10 High Capacity Pleat | 28 | 7.21 | Glasfloss Industries |  | 11.39 |  | HVP24301 |  | 24x30x1 | 24 | 30 | 1 | MERV10 | 10 | f
| Active | Inventory Part | HVP25251 | 25x25x1 MERV10 High Capacity Pleat | Tax | Sales | Cost of Goods Sold | Inventory:Inventory Asset | 0 | 25x25x1 MERV10 High Capacity Pleat | 71 | 5.01 | Glasfloss Industries |  | 7.77 |  | HVP25251 |  | 25x25x1 | 25 | 25 | 1 | MERV10 | 10 | f
| Active | Inventory Part | HVP25252 | 25x25x2 MERV10 High Capacity Pleat | Tax | Sales | Cost of Goods Sold | Inventory:Inventory Asset | 0 | 25x25x2 MERV10 High Capacity Pleat | 91 | 6.79 | Glasfloss Industries |  | 8.07 |  | HVP25252 |  | 25x25x2 | 25 | 25 | 2 | MERV10 | 10 | f
| Active | Inventory Part | HVP25252XM | 25x25x2 High Capacity Pleat w/Heavy Expanded Metal | Tax | Sales | Cost of Goods Sold | Inventory:Inventory Asset | 0 | 25x25x2 High Capacity Pleat w/Heavy Expanded Metal | 74 | 7.25 | Glasfloss Industries |  | 11.45 |  | HVP25252XM |  | 25x25x2 | 25 | 25 | 2 |  | 10 | f
| Active | Inventory Part | HVP25301SP | 25x30x1 MERV10 Special High Capacity Pleat | Tax | Sales | Cost of Goods Sold | Inventory:Inventory Asset | 0 | 25x30x1 MERV10 Special High Capacity Pleat | 72 | 13.2 | Glasfloss Industries |  | 19.32 |  | HVP25301SP |  | 25x30x1 | 25 | 30 | 1 | MERV10 | 10 | f
| Active | Inventory Part | HVP28294 | 28x29x4 MERV10 High Capacity Pleat | Tax | Sales | Cost of Goods Sold | Inventory:Inventory Asset | 0 | 28x29x4 MERV10 High Capacity Pleat | 43 | 29.73 | Glasfloss Industries |  | 46.03 |  | HVP28294 |  | 28x29x4 | 28 | 29 | 4 | MERV10 | 10 | f
| Active | Inventory Part | HVP28311SPC | 28x31x1 Special MERV10 Standard Capacity Pleat | Tax | Sales | Cost of Goods Sold | Inventory:Inventory Asset | 0 | 28x31x1 Special MERV10 Standard Capacity Pleat | 0 | 13.81 | Glasfloss Industries |  | 21.55 |  | HVP28311SPC |  | 28x31x1 | 28 | 31 | 1 | MERV10 | 10 | f
| Active | Inventory Part | HVP5.511.52SPC | 5.5x11.5x2 Special MERV10 Standard Capacity Pleat | Tax | Sales | Cost of Goods Sold | Inventory:Inventory Asset | 0 | 5.5x11.5x2 Special MERV10 Standard Capacity Pleat | 9 | 5.61 | Glasfloss Industries |  | 8.93 |  | HVP5.511.52SPC |  | 5.5x11.5x2 | 5.5 | 11.5 | 2 | MERV10 | 10 | f
| Active | Inventory Part | HVP8221SPC | 8x22x1 Special MERV10 Standard Capacity Pleat | Tax | Sales | Cost of Goods Sold | Inventory:Inventory Asset | 0 | 8x22x1 Special MERV10 Standard Capacity Pleat | 0 | 7.74 | Glasfloss Industries |  | 12.2 |  | HVP8221SPC |  | 8x22x1 | 8 | 22 | 1 | MERV10 | 10 | f
| Active | Inventory Part | HVP8221XM | 8x22x1 Special High Capacity Pleat w/Heavy Expanded Metal | Tax | Sales | Cost of Goods Sold | Inventory:Inventory Asset | 0 | 8x22x1 Special High Capacity Pleat w/Heavy Expanded Metal | 30 | 7.65 | Glasfloss Industries |  | 11.07 |  | HVP8221XM |  | 8x22x1 | 8 | 22 | 1 |  | 10 | f
| Active | Inventory Part | HVP8221XM-SP | 8x22x1 Special High Capacity Pleat w/Heavy Expanded Metal | Tax | Sales | Cost of Goods Sold | Inventory:Inventory Asset | 0 | 8x22x1 Special High Capacity Pleat w/Heavy Expanded Metal | 36 | 7.5 | Glasfloss Industries |  | 11.63 |  | HVP8221XM-SP |  | 8x22x1 | 8 | 22 | 1 |  | 10 | f
| Active | Inventory Part | HVP8241SPC | 8.875 x 24.125 x 1 MERV10 High Capacity Pleat EXACT | Tax | Sales | Cost of Goods Sold | Inventory:Inventory Asset | 0 | 8.875 x 24.125 x 1 MERV10 High Capacity Pleat EXACT | 0 | 7.17 | Glasfloss Industries |  | 0 |  | HVP8241SPC |  | 8.875 x 24.125 x 1 | 8.875 | 24.125 | 1 | MERV10 | 10 | f
| Active | Inventory Part | HVP9251SPC | 9x25x1 MERV10 Standard Capacity Pleat | Tax | Sales | Cost of Goods Sold | Inventory:Inventory Asset | 0 | 9x25x1 MERV10 Standard Capacity Pleat | 0 | 7.17 | Glasfloss Industries |  | 0 |  | HVP9251SPC |  | 9x25x1 | 9 | 25 | 1 | MERV10 | 10 | f
| Active | Inventory Part | HVP991SPC | 11x11x1 Special MERV10 Standard Capacity Pleat | Tax | Sales | Cost of Goods Sold | Inventory:Inventory Asset | 0 | 9x9x1 Special MERV10 Standard Capacity Pleat | 0 | 5.61 | Glasfloss Industries |  | 8.93 |  | HVP991SPC |  | 11x11x1 | 11 | 11 | 1 | MERV10 | 10 | f
| Active | Inventory Part | HVPSP12242E | 12 x 24 x 2 MERV10 High Capacity Pleat Exact Size | Tax | Sales | Cost of Goods Sold | Inventory:Inventory Asset | 0 | 12 x 24 x 2 MERV10 High Capacity Pleat Exact Size | 96 | 10.1 | Glasfloss Industries |  | 5.83 |  | HVPSP12242E |  | 12 x 24 x 2 | 12 | 24 | 2 | MERV10 | 10 | f
| Active | Inventory Part | HVPSP15271 | 15 x 27 x 1 Special HVP Pleat | Tax | Sales | Cost of Goods Sold | Inventory:Inventory Asset | 0 | 15.0 x 27.0 x 1 Special HVP Pleat Nominal | 108 | 10.28 | Glasfloss Industries |  | 17.63 |  | HVPSP15271 |  | 15 x 27 x 1 | 15 | 27 | 1 |  | 10 | f
| Active | Inventory Part | HVPSP18202E | 18 x 20 x 2 MERV10 High Capacity Pleat Exact Size | Tax | Sales | Cost of Goods Sold | Inventory:Inventory Asset | 0 | 18 x 20 x 2 MERV10 High Capacity Pleat Exact Size | 492 | 11.38 | Glasfloss Industries |  | 6.18 |  | HVPSP18202E |  | 18 x 20 x 2 | 18 | 20 | 2 | MERV10 | 10 | f
| Active | Inventory Part | HVPSP2330H4 | 23x30.5x4 Special MERV10 High Capacity Pleat | Tax | Sales | Cost of Goods Sold | Inventory:Inventory Asset | 0 | 23x30.5x4 Special MERV10 High Capacity Pleat | 64 | 28.1 | Glasfloss Industries |  | 0 |  | HVPSP2330H4 |  | 23x30.5x4 | 23 | 30.5 | 4 | MERV10 | 10 | f
| Active | Inventory Part | HVPSP727M2E- | HVPSP727M2E/03 ..Special Pleat CTO Model..7.000 x 27.750 x 2.000 Special HV Pleat..Exact Size Using .5-HVP20302-PRD..Special/Special | Tax | Sales | Cost of Goods Sold | Inventory:Inventory Asset | 0 | HVPSP727M2E/03 ..Special Pleat CTO Model..7.000 x 27.750 x 2.000 Special HV Pleat..Exact Size Using .5-HVP20302-PRD..Special/Special | 876 | 8.14 | Glasfloss Industries |  | 12.54 | 300 |  |  | 7.000 x 27.750 x 2.000 | 7 | 27.75 | 2 |  | 10 | f
| Not-active | Inventory Part | JHF 405-PAE-PP | LiquiPleat H Series Filter Cartridge, Pleated Polypropylene Media, 5..Micron @ 99.98% Efficiency, 6" OD x 40" L..***Equivalent to Pall HFU640UY0609*** | Tax | Sales | Cost of Goods Sold | Inventory:Inventory Asset | 0 | LiquiPleat H Series Filter Cartridge, Pleated Polypropylene Media, 5..Micron @ 99.98% Efficiency, 6" OD x 40" L..***Equivalent to Pall HFU640UY0609*** | 0 | 294.25 |  |  | 452.7 |  | JHF 405-PAE-PP | [5 empty] | 99.98% | 17
| Active | Inventory Part | LD12005045-50 | V-Deck 1.20 OZ x 0.50" x 45" x 50 YARD | Tax | Sales | Cost of Goods Sold | Inventory Asset | 0 | V-Deck 1.20 OZ x 0.50" x 45" x 50 YARD | 19 | 94.8 | American Nonwoven, Inc. / VFT INC. |  | 0 |  | LD12005045-50 |  | 0.50" x 45" x 50 | 0.5 | 45 | 50 |  |  | m
| Active | Inventory Part | LD12005055-50 | V-Deck 1.20 OZ x 0.50" x 55 x 50 YARD | Tax | Sales | Cost of Goods Sold | Inventory:Inventory Asset | 0 | V-Deck 1.20 OZ x 0.50" x 55 x 50 YARD | 167 | 115.84 | American Nonwoven, Inc. / VFT INC. |  | 137.58 |  | LD12005055-50 |  | 0.50" x 55 x 50 | 0.5 | 55 | 50 |  |  | m
| Active | Inventory Part | M-MV-E10-03 | MV-H10-03..Size 24x24x12, E10..Mikropor MV Mini Pleat Filters Gasketed Down..Stream | Tax | Sales | Cost of Goods Sold | Inventory:Inventory Asset | 0 | MV-H10-03..Size 24x24x12, E10..Mikropor MV Mini Pleat Filters Gasketed Down..Stream | 0 | 76.87 | Mikropor America |  | 154.1 |  | MV-H10-03 |  | 24x24x12 | 24 | 24 | 12 |  | 15 | f
| Active | Inventory Part | M-MV-F9-01-D | MV-F9-01-D..Size 12x24x12, MERV 15..Mikropor MV Mini Pleat Filters Gasketed Down..Stream | Tax | Sales | Cost of Goods Sold | Inventory:Inventory Asset | 0 | MV-F9-01-D..Size 12x24x12, MERV 15..Mikropor MV Mini Pleat Filters Gasketed Down..Stream | 0 | 52 | SoCal Filters and Service |  | 80.15 |  | M-MV-F9-01-D |  | 12x24x12 | 12 | 24 | 12 | MERV 15 | 15 | f
| Active | Inventory Part | M-MV-F9-03-D | MV-F9-03-D..Size 24x24x12, MERV 15..Mikropor MV Mini Pleat with Downstream Gasket | Tax | Sales | Cost of Goods Sold | Inventory:Inventory Asset | 0 | MV-F9-03-D..Size 24x24x12, MERV 15..Mikropor MV Mini Pleat with Downstream Gasket | 0 | 78 | SoCal Filters and Service |  | 120.1 |  | M-MV-F9-03-D |  | 24x24x12 | 24 | 24 | 12 | MERV 15 | 15 | f
| Active | Inventory Part | M-MV6-F8-03 | M-MV6-F8-03..Size 24x24x12, MERV 15..Mikropor MV 6" Vee Banks with Downstream Gasket | Tax | Sales | Cost of Goods Sold | Inventory:Inventory Asset | 0 | MV6-F8-03 1049588..Size 24x24x12, MERV 15..Mikropor MV Mini Pleat with Downstream Gasket | 0 | 52 | Mikropor America |  | 104 |  | MV6-F8-03 |  | 24x24x12 | 24 | 24 | 12 | MERV 15 | 15 | f
| Active | Inventory Part | M1112204 | 12x20x4 (MERV 11) High Capacity Pleat | Tax | Sales | Cost of Goods Sold | Inventory:Inventory Asset | 0 | 12x20x4 (MERV 11) High Capacity Pleat |  | 6.97 | Glasfloss Industries |  | 10.25 |  | M1112204 |  | 12x20x4 | 12 | 20 | 4 | MERV 11 | 11 | f
| Active | Inventory Part | M1112242 | 12x24x2 (MERV 11) High Capacity Pleat | Tax | Sales | Cost of Goods Sold | Inventory:Inventory Asset | 0 | 12x24x2 (MER 11) High Capacity Pleat | 0 | 4.94 | Glasfloss Industries |  | 7.6 |  | M1112242 |  | 12x24x2 | 12 | 24 | 2 | MERV 11 | 11 | f
| Active | Inventory Part | M1112242XM | 12x24x2 (MERV 11) High Capacity Pleat w/Heavy Expanded Metal | Tax | Sales | Cost of Goods Sold | Inventory:Inventory Asset | 0 | M1112242XM..12x24x2, MER 11 Pleat with Heavy Expanded Metal | 0 | 5.12 | Glasfloss Industries |  | 8.18 |  | M1112242XM |  | 12x24x2 | 12 | 24 | 2 | MERV 11 | 11 | f
| Active | Inventory Part | M1112244 | 12x24x4 (MERV 11) High Capacity Pleat | Tax | Sales | Cost of Goods Sold | Inventory:Inventory Asset | 0 | 12x24x4 (MER 11) High Capacity Pleat | 0 | 6.97 | Glasfloss Industries |  | 10.25 |  | M1112244 |  | 12x24x4 | 12 | 24 | 4 | MERV 11 | 11 | f
| Active | Inventory Part | M1112244XM | 12x24x4 (MERV 11) High Capacity Pleat w/Heavy Expanded Metal | Tax | Sales | Cost of Goods Sold | Inventory:Inventory Asset | 0 | M1112244XM..12x24x4, MERV 11 Filters with Heavy Expanded Metal | 36 | 8.16 | Glasfloss Industries |  | 10.78 |  | M1112244XM |  | 12x24x4 | 12 | 24 | 4 | MERV 11 | 11 | f
| Active | Inventory Part | M1114301 | 14x30x1 (MERV 11) High Capacity Pleat | Tax | Sales | Cost of Goods Sold | Inventory:Inventory Asset | 0 | 14x30x1 (MERV 11) High Capacity Pleat | 0 |  | Glasfloss Industries |  | 11.8 |  | M1114301 |  | 14x30x1 | 14 | 30 | 1 | MERV 11 | 11 | f
| Active | Inventory Part | M1116202 | 16x20x2 (MERV 11) High Capacity Pleat | Tax | Sales | Cost of Goods Sold | Inventory:Inventory Asset | 0 | 16x20x2 (MERV 11) High Capacity Pleat | 3 | 5.11 | Glasfloss Industries |  | 8.01 |  | M1116202 |  | 16x20x2 | 16 | 20 | 2 | MERV 11 | 11 | f
| Active | Inventory Part | M1116202XM | 16x20x2 (MERV 11) High Capacity Pleat w/Heavy Expanded Metal | Tax | Sales | Cost of Goods Sold | Inventory:Inventory Asset | 0 | M1116252XM..16x20x2, MERV 11 Pleat with Heavy Expanded Metal | 0 | 4.59 | Glasfloss Industries |  | 7.53 |  | M1116202XM |  | 16x20x2 | 16 | 20 | 2 | MERV 11 | 11 | f
| Active | Inventory Part | M1116204 | 16x20x4 (MERV 11) High Capacity Pleat | Tax | Sales | Cost of Goods Sold | Inventory:Inventory Asset | 0 | 16x20x4 (MERV 11) High Capacity Pleat | 31 | 8.75 | Glasfloss Industries |  | 10.25 |  | M1116204 |  | 16x20x4 | 16 | 20 | 4 | MERV 11 | 11 | f
| Active | Inventory Part | M1116242 | 16x24x2 (MERV 11) High Capacity Pleat | Tax | Sales | Cost of Goods Sold | Inventory:Inventory Asset | 0 | 16x24x2 (MERV 11) High Capacity Pleat | 0 | 5.91 | Glasfloss Industries |  | 9.38 |  | M1116242 |  | 16x24x2 | 16 | 24 | 2 | MERV 11 | 11 | f
| Active | Inventory Part | M1116244SP | 16x24x4 (MERV 11) SPECIAL High Capacity Pleat | Tax | Sales | Cost of Goods Sold | Inventory:Inventory Asset | 0 | 16x24x4 (MERV 11) SPECIAL High Capacity Pleat | 0 | 43.83 | Glasfloss Industries |  | 67.43 |  | M1116244SP |  | 16x24x4 | 16 | 24 | 4 | MERV 11 | 11 | f
| Active | Inventory Part | M1116252 | 16x25x2 (MERV 11) High Capacity Pleat | Tax | Sales | Cost of Goods Sold | Inventory:Inventory Asset | 0 | 16x25x2 (MERV 11) High Capacity Pleat | 4 | 5.91 | Glasfloss Industries |  | 9.2 |  | M1116252 |  | 16x25x2 | 16 | 25 | 2 | MERV 11 | 11 | f
| Active | Inventory Part | M1116252XM | 16x25x2 (MERV 11) High Capacity Pleat w/Heavy Expanded Metal | Tax | Sales | Cost of Goods Sold | Inventory:Inventory Asset | 0 | M1116252XM..16x25x2, MERV 11 Pleat with Heavy Expanded Metal | 60 | 5.29 | Glasfloss Industries |  | 7.53 |  | M1116252XM |  | 16x25x2 | 16 | 25 | 2 | MERV 11 | 11 | f
| Active | Inventory Part | M1116254 | 16x25x4 (MERV 11) High Capacity Pleat | Tax | Sales | Cost of Goods Sold | Inventory:Inventory Asset | 0 | 16x25x4 (MERV 11) High Capacity Pleat | 0 | 9.89 | Glasfloss Industries |  | 14.12 |  | M1116254 |  | 16x25x4 | 16 | 25 | 4 | MERV 11 | 11 | f
| Active | Inventory Part | M1118244 | 18x24x4 (MERV 11) High Capacity Pleat | Tax | Sales | Cost of Goods Sold | Inventory:Inventory Asset | 0 | 18x24x4 (MERV 11) High Capacity Pleat | 0 | 6.97 | Glasfloss Industries |  | 10.25 |  | M1118244 |  | 18x24x4 | 18 | 24 | 4 | MERV 11 | 11 | f
| Active | Inventory Part | M1120202 | 20x20x2 (MERV 11) High Capacity Pleat | Tax | Sales | Cost of Goods Sold | Inventory:Inventory Asset | 0 | 20x20x2 (MERV 11) High Capacity Pleat | 0 | 6.02 | Glasfloss Industries |  | 9.37 |  | M1120202 |  | 20x20x2 | 20 | 20 | 2 | MERV 11 | 11 | f
| Active | Inventory Part | M1120202XM | 20x20x2 (MERV 11) High Capacity Pleat w/Heavy Expanded Metal | Tax | Sales | Cost of Goods Sold | Inventory:Inventory Asset | 0 | M1120202XM..20x20x2, MERV 11 Pleat with Heavy Expanded Metal | 132 | 6.11 | Glasfloss Industries |  | 9.7 |  | M1120202XM |  | 20x20x2 | 20 | 20 | 2 | MERV 11 | 11 | f
| Active | Inventory Part | M1120204 | 20x20x4 (MERV 11) High Capacity Pleat | Tax | Sales | Cost of Goods Sold | Inventory:Inventory Asset | 0 | 20x20x4 (MERV 11) High Capacity Pleat | 0 |  | Glasfloss Industries |  | 15.21 |  | M1120204 |  | 20x20x4 | 20 | 20 | 4 | MERV 11 | 11 | f
| Active | Inventory Part | M1120242 | 20x24x2 (MERV 11) High Capacity Pleat | Tax | Sales | Cost of Goods Sold | Inventory:Inventory Asset | 0 | 20x24x2 (MERV 11) High Capacity Pleat | 0 | 6.97 | Glasfloss Industries |  | 10.25 |  | M1120242 |  | 20x24x2 | 20 | 24 | 2 | MERV 11 | 11 | f
| Active | Inventory Part | M1120242XM | 20x24x2 (MERV 11) High Capacity Pleat w/Heavy Expanded Metal | Tax | Sales | Cost of Goods Sold | Inventory:Inventory Asset | 0 | M1120242XM..20x24x2, MERV 11 Pleat with Heavy Expanded Metal | 84 | 7.2 | Glasfloss Industries |  | 11.37 |  | M1120242XM |  | 20x24x2 | 20 | 24 | 2 | MERV 11 | 11 | f
| Active | Inventory Part | M1120244 | 20x24x4 (MERV 11) High Capacity Pleat | Tax | Sales | Cost of Goods Sold | Inventory:Inventory Asset | 0 | 20x24x4 (MERV 11) High Capacity Pleat |  | 6.97 | Glasfloss Industries |  | 10.25 |  | M1120244 |  | 20x24x4 | 20 | 24 | 4 | MERV 11 | 11 | f
| Active | Inventory Part | M1120252 | 20x25x2 (MERV 11) High Capacity Pleat | Tax | Sales | Cost of Goods Sold | Inventory:Inventory Asset | 0 | 20x25x2 (MERV 11) High Capacity Pleat | 6 | 6.95 | Glasfloss Industries |  | 10.78 |  | M1120252 |  | 20x25x2 | 20 | 25 | 2 | MERV 11 | 11 | f
| Active | Inventory Part | M1120252XM | 20x25x2 (MERV 11) High Capacity Pleat w/Heavy Expanded Metal | Tax | Sales | Cost of Goods Sold | Inventory:Inventory Asset | 0 | M1120252XM..20x25x2, MERV 11 Pleat with Heavy Expanded Metal | 70 | 7.07 | Glasfloss Industries |  | 11.18 |  | M1120252XM |  | 20x25x2 | 20 | 25 | 2 | MERV 11 | 11 | f
| Active | Inventory Part | M1124124 | 12x24x4 (MERV 11) High Capacity Pleat | Tax | Sales | Cost of Goods Sold | Inventory:Inventory Asset | 0 | 12x24x4 (MER 11) High Capacity Pleat |  | 6.97 | Glasfloss Industries |  | 10.25 |  | M1124124 |  | 12x24x4 | 12 | 24 | 4 | MERV 11 | 11 | f
| Active | Inventory Part | M1124242 | 24x24x2 (MERV 11) High Capacity Pleat | Tax | Sales | Cost of Goods Sold | Inventory:Inventory Asset | 0 | 24x24x2 (MERV 11) High Capacity Pleat | -10 | 7.72 | Glasfloss Industries |  | 11.88 |  | M1124242 |  | 24x24x2 | 24 | 24 | 2 | MERV 11 | 11 | f
| Active | Inventory Part | M1124242XM | 24x24x2 (MERV 11) High Capacity Pleat w/Heavy Expanded Metal | Tax | Sales | Cost of Goods Sold | Inventory:Inventory Asset | 0 | M1124242XM..24x24x2, MERV 11 Pleat with Heavy Expandanded Metal | 192 | 8.01 | Glasfloss Industries |  | 12.62 |  | M1124242XM |  | 24x24x2 | 24 | 24 | 2 | MERV 11 | 11 | f
| Active | Inventory Part | M1124244 | 24x24x4 (MERV 11) High Capacity Pleat | Tax | Sales | Cost of Goods Sold | Inventory:Inventory Asset | 0 | 24x24x4 (MERV 11) High Capacity Pleat | 0 | 13.9 | Glasfloss Industries |  | 10.25 |  | M1124244 |  | 24x24x4 | 24 | 24 | 4 | MERV 11 | 11 | f
| Active | Inventory Part | M1124244XM | 24x24x4 (MERV 11) High Capacity Pleat w/Heavy Expanded Metal | Tax | Sales | Cost of Goods Sold | Inventory:Inventory Asset | 0 | M1124244XM..24x24x4, MERV 11 Filters with Heavy Expanded Metal | 0 | 13.73 | Glasfloss Industries |  | 16.15 |  | M1124244XM |  | 24x24x4 | 24 | 24 | 4 | MERV 11 | 11 | f
| Active | Inventory Part | M1125252 | 25x25x2 (MERV 11) High Capacity Pleat | Tax | Sales | Cost of Goods Sold | Inventory:Inventory Asset | 0 | 25x25x2 (MERV 11) High Capacity Pleat |  | 6.97 | Glasfloss Industries |  | 10.25 |  | M1125252 |  | 25x25x2 | 25 | 25 | 2 | MERV 11 | 11 | f
| Active | Inventory Part | M1310101 | 10x10x1 MERV 13 Pleated Filter | Tax | Sales | Cost of Goods Sold | Inventory:Inventory Asset | 0 | 10x10x1 MERV 13 Pleated Filter | 0 | 4.68 | Glasfloss Industries |  | 7.5 |  | M1310101 |  | 10x10x1 | 10 | 10 | 1 | MERV 13 | 13 | f
| Active | Inventory Part | M1310121SP | 10x12x1 MERV 13 Pleated Filter | Tax | Sales | Cost of Goods Sold | Inventory:Inventory Asset | 0 | 10x12x1 MERV 13 Pleated Filter | 169 | 9.81 | Glasfloss Industries |  | 15.1 |  | M1310121SP |  | 10x12x1 | 10 | 12 | 1 | MERV 13 | 13 | f
| Active | Inventory Part | M1310151SP | 10x15x1 Special MERV 13 Pleated Filter | Tax | Sales | Cost of Goods Sold | Inventory:Inventory Asset | 0 | 10x15x1 Special MERV 13 Pleated Filter | 16 | 11.4 | Glasfloss Industries |  | 15.1 |  | M1310151SP |  | 10x15x1 | 10 | 15 | 1 | MERV 13 | 13 | f
| Active | Inventory Part | M1310182SP | 10x18x2 MERV 13 Pleated Filter | Tax | Sales | Cost of Goods Sold | Inventory:Inventory Asset | 0 | 10x18x2 MERV 13 Pleated Filter | 36 | 13.95 | Glasfloss Industries |  | 21.15 |  | M1310182SP |  | 10x18x2 | 10 | 18 | 2 | MERV 13 | 13 | f
| Active | Inventory Part | M1310201 | 10x20x1 MERV 13 Pleated Filter | Tax | Sales | Cost of Goods Sold | Inventory:Inventory Asset | 0 | 10x20x1 MERV 13 Pleated Filter | 0 | 5.01 | Glasfloss Industries |  | 7.45 |  | M1310201 |  | 10x20x1 | 10 | 20 | 1 | MERV 13 | 13 | f
| Active | Inventory Part | M1310202 | 10x20x2 MERV 13 Pleated Filter | Tax | Sales | Cost of Goods Sold | Inventory:Inventory Asset | 0 | 10x20x2 MER 13 Pleated Filter | 0 | 6.19 | Glasfloss Industries |  | 9.14 |  | M1310202 |  | 10x20x2 | 10 | 20 | 2 | MERV 13 | 13 | f
| Active | Inventory Part | M1310241 | 10x24x1 MERV 13 Pleated Filter | Tax | Sales | Cost of Goods Sold | Inventory:Inventory Asset | 0 | 10x24x1 MERV 13 Pleated Filter |  | 7.32 | Glasfloss Industries |  | 10.75 |  | M1310241 |  | 10x24x1 | 10 | 24 | 1 | MERV 13 | 13 | f
| Active | Inventory Part | M1310251 | 10x25x1 MERV 13 Pleated Filter | Tax | Sales | Cost of Goods Sold | Inventory:Inventory Asset | 0 | 10x25x1 MER 13 Pleated Filter | 174 | 14.41 | Glasfloss Industries |  | 0 |  | M1310251 |  | 10x25x1 | 10 | 25 | 1 | MERV 13 | 13 | f
| Active | Inventory Part | M1310252 | 10x25x2 MERV 13 Pleated Filter | Tax | Sales | Cost of Goods Sold | Inventory:Inventory Asset | 0 | 10x25x2 MER 13 Pleated Filter | 0 | 17.29 | Glasfloss Industries |  | 26.9 |  | M1310252 |  | 10x25x2 | 10 | 25 | 2 | MERV 13 | 13 | f
| Active | Inventory Part | M1310301 | 10x30x1 MERV 13 Pleated Filter | Tax | Sales | Cost of Goods Sold | Inventory:Inventory Asset | 0 | 10x30x1 MERV 13 Pleated Filter | 0 | 7.4 | Glasfloss Industries |  | 10.87 |  | M1310301 |  | 10x30x1 | 10 | 30 | 1 | MERV 13 | 13 | f
| Active | Inventory Part | M1310331SP | 10x33x1 Special MERV 13 Pleated Filter | Tax | Sales | Cost of Goods Sold | Inventory:Inventory Asset | 0 | 10x33x1 Special MERV 13 Pleated Filter | 157 | 16.2 | Glasfloss Industries |  | 24.73 |  | M1310331SP |  | 10x33x1 | 10 | 33 | 1 | MERV 13 | 13 | f
| Active | Inventory Part | M1312121 | 12x12x1 MERV 13 Pleated Filter | Tax | Sales | Cost of Goods Sold | Inventory:Inventory Asset | 0 | 12x12x1 MERV 13 Pleated Filter | 0 | 4.78 | Glasfloss Industries |  | 7.13 |  | M1312121 |  | 12x12x1 | 12 | 12 | 1 | MERV 13 | 13 | f
| Active | Inventory Part | M1312122 | 12x12x2 MERV 13 Pleated Filter | Tax | Sales | Cost of Goods Sold | Inventory:Inventory Asset | 0 | 12x12x2 MERV 13 Pleated Filter | 0 | 5.83 | Glasfloss Industries |  | 8.63 |  | M1312122 |  | 12x12x2 | 12 | 12 | 2 | MERV 13 | 13 | f
| Active | Inventory Part | M1312124 | 12x12x4 MERV 13 Pleated Filter | Tax | Sales | Cost of Goods Sold | Inventory:Inventory Asset | 0 | 12x12x4 MERV 13 Pleated Filter |  | 11.07 | Glasfloss Industries |  | 16.93 |  | M1312124 |  | 12x12x4 | 12 | 12 | 4 | MERV 13 | 13 | f
| Active | Inventory Part | M1312201 | 12x20x1 MERV 13 Pleated Filter | Tax | Sales | Cost of Goods Sold | Inventory:Inventory Asset | 0 | 12x20x1 MERV 13 Pleated Filter | 166 | 5.08 | Glasfloss Industries |  | 7.96 |  | M1312201 |  | 12x20x1 | 12 | 20 | 1 | MERV 13 | 13 | f
| Active | Inventory Part | M1312202 | 12x20x2 MERV 13 Pleated Filter | Tax | Sales | Cost of Goods Sold | Inventory:Inventory Asset | 0 | 12x20x2 MERV 13 Pleated Filter | 54 | 6.47 | Glasfloss Industries |  | 9.69 |  | M1312202 |  | 12x20x2 | 12 | 20 | 2 | MERV 13 | 13 | f
| Active | Inventory Part | M1312241 | 12x24x1 MERV 13 Pleated Filter | Tax | Sales | Cost of Goods Sold | Inventory:Inventory Asset | 0 | 12x24x1 MERV 13 Pleated Filter | 219 | 4.65 | Glasfloss Industries |  | 7.05 |  | M1312241 |  | 12x24x1 | 12 | 24 | 1 | MERV 13 | 13 | f
| Active | Inventory Part | M1312242 | 12x24x2 MERV 13 Pleated Filter | Tax | Sales | Cost of Goods Sold | Inventory:Inventory Asset | 0 | 12x24x2 MERV 13 Pleated Filter | 653 | 6.15 | Glasfloss Industries |  | 11.63 |  | M1312242 |  | 12x24x2 | 12 | 24 | 2 | MERV 13 | 13 | f
| Active | Inventory Part | M1312244 | 12x24x4 MERV 13 Pleated Filter | Tax | Sales | Cost of Goods Sold | Inventory:Inventory Asset | 0 | 12x24x4 MERV 13 Pleated Filter | 431 | 11.12 | Glasfloss Industries |  | 20.19 |  | M1312244 |  | 12x24x4 | 12 | 24 | 4 | MERV 13 | 13 | f
| Active | Inventory Part | M1312251 | 12x25x1 MERV 13 Pleated Filter | Tax | Sales | Cost of Goods Sold | Inventory:Inventory Asset | 0 | 12x25x1 MERV 13 Pleated Filter |  | 5.04 | Glasfloss Industries |  | 7.5 |  | M1312251 |  | 12x25x1 | 12 | 25 | 1 | MERV 13 | 13 | f
| Active | Inventory Part | M1312301 | 12x30x1 MERV 13 Pleated Filter | Tax | Sales | Cost of Goods Sold | Inventory:Inventory Asset | 0 | 12x30x1 MERV 13 Pleated Filter |  | 5.04 | Glasfloss Industries |  | 7.5 |  | M1312301 |  | 12x30x1 | 12 | 30 | 1 | MERV 13 | 13 | f
| Active | Inventory Part | M1314141 | 14x14x1 MERV 13 Pleated Filter | Tax | Sales | Cost of Goods Sold | Inventory:Inventory Asset | 0 | 14x14x1 MERV 13 Pleated Filter | 0 | 4.38 | Glasfloss Industries |  | 6.77 |  | M1314141 |  | 14x14x1 | 14 | 14 | 1 | MERV 13 | 13 | f
| Active | Inventory Part | M1314142SP | Special 14x14x2 MERV 13 Pleated Filter | Tax | Sales | Cost of Goods Sold | Inventory:Inventory Asset | 0 | Special 14x14x2 MERV 13 Pleated Filter | 0 | 14.23 | Glasfloss Industries |  | 21.89 |  | M1314142SP |  | 14x14x2 | 14 | 14 | 2 | MERV 13 | 13 | f
| Active | Inventory Part | M1314182 | 14x18x2 SPECIAL MERV 13 Pleated Filter | Tax | Sales | Cost of Goods Sold | Inventory:Inventory Asset | 0 | 14x18x2 SPECIAL MERV 13 Pleated Filter | 0 | 16.79 | Glasfloss Industries |  | 0 |  | M1314182 |  | 14x18x2 | 14 | 18 | 2 | MERV 13 | 13 | f
| Active | Inventory Part | M1314191SP | 14x19x1 Special MERV 13 Pleated Filter | Tax | Sales | Cost of Goods Sold | Inventory:Inventory Asset | 0 | 14x19x1 Special MERV 13 Pleated Filter | -1 | 14.13 | Glasfloss Industries |  | 21.41 |  | M1314191SP |  | 14x19x1 | 14 | 19 | 1 | MERV 13 | 13 | f
| Active | Inventory Part | M1314201 | 14x20x1 MERV 13 Pleated Filter | Tax | Sales | Cost of Goods Sold | Inventory:Inventory Asset | 0 | 14x20x1 MERV 13 Pleated Filter | 114 | 4.74 | Glasfloss Industries |  | 8.79 |  | M1314201 |  | 14x20x1 | 14 | 20 | 1 | MERV 13 | 13 | f
| Active | Inventory Part | M1314201SP | 14x20x1 MERV 13 Pleated Filter | Tax | Sales | Cost of Goods Sold | Inventory:Inventory Asset | 0 | 14x20x1 MERV 13 Pleated Filter | 0 | 13.72 | Glasfloss Industries |  | 21.4 |  | M1314201SP |  | 14x20x1 | 14 | 20 | 1 | MERV 13 | 13 | f
| Active | Inventory Part | M1314202 | 14x20x2 MERV 13 Pleated Filter | Tax | Sales | Cost of Goods Sold | Inventory:Inventory Asset | 0 | 14x20x2 MERV 13 Pleated Filter | 308 | 6.29 | Glasfloss Industries |  | 9.43 |  | M1314202 |  | 14x20x2 | 14 | 20 | 2 | MERV 13 | 13 | f
| Active | Inventory Part | M1314211SP | 14x21x1 MERV 13 Pleated Filter | Tax | Sales | Cost of Goods Sold | Inventory:Inventory Asset | 0 | 14x21x1 MERV 13 Pleated Filter | 48 | 13.72 | Glasfloss Industries |  | 21.4 |  | M1314211SP |  | 14x21x1 | 14 | 21 | 1 | MERV 13 | 13 | f
| Active | Inventory Part | M1314241 | 14x24x1 MERV 13 Pleated Filter | Tax | Sales | Cost of Goods Sold | Inventory:Inventory Asset | 0 | 14x24x1 MER 13 Pleated Filter | 48 | 7.48 | Glasfloss Industries |  | 14.37 |  | M1314241 |  | 14x24x1 | 14 | 24 | 1 | MERV 13 | 13 | f
| Active | Inventory Part | M1314251 | 14x25x1 MERV 13 Pleated Filter | Tax | Sales | Cost of Goods Sold | Inventory:Inventory Asset | 0 | 14x25x1 MERV 13 Pleated Filter | 0 | 7.98 | Glasfloss Industries |  | 11.7 |  | M1314251 |  | 14x25x1 | 14 | 25 | 1 | MERV 13 | 13 | f
| Active | Inventory Part | M1314252 | 14x25x2 MERV 13 Pleated Filter | Tax | Sales | Cost of Goods Sold | Inventory:Inventory Asset | 0 | 14x25x2 MERV 13 Pleated Filter | 11 | 5.83 | Glasfloss Industries |  | 10.24 |  | M1314252 |  | 14x25x2 | 14 | 25 | 2 | MERV 13 | 13 | f
| Active | Inventory Part | M1314261SP | 14x26x1 MERV 13 Pleated Filter | Tax | Sales | Cost of Goods Sold | Inventory:Inventory Asset | 0 | 14x26x1 MERV 13 Pleated Filter | 216 | 16.2 | Glasfloss Industries |  | 24.73 |  | M1314261SP |  | 14x26x1 | 14 | 26 | 1 | MERV 13 | 13 | f
| Active | Inventory Part | M1314301 | 14x30x1 MERV 13 Pleated Filter | Tax | Sales | Cost of Goods Sold | Inventory:Inventory Asset | 0 | 14x30x1 MERV 13 Pleated Filter | 0 | 9.2 | Glasfloss Industries |  | 14.45 |  | M1314301 |  | 14x30x1 | 14 | 30 | 1 | MERV 13 | 13 | f
| Active | Inventory Part | M1315.5241SP | 15.5x24x1 Special MERV 13 Pleated Filter | Tax | Sales | Cost of Goods Sold | Inventory:Inventory Asset | 0 | 15.5x24x1 Special MERV 13 Pleated Filter | 0 | 19.45 | Glasfloss Industries |  | 24.58 |  | M1315.5241SP |  | 15.5x24x1 | 15.5 | 24 | 1 | MERV 13 | 13 | f
| Active | Inventory Part | M1315.5242SP | 15.5x24x2 Special MERV 13 Pleated Filter | Tax | Sales | Cost of Goods Sold | Inventory:Inventory Asset | 0 | 15.5x24x2 Special MERV 13 Pleated Filter | 0 | 19.45 | Glasfloss Industries |  | 30.22 |  | M1315.5242SP |  | 15.5x24x2 | 15.5 | 24 | 2 | MERV 13 | 13 | f
| Active | Inventory Part | M1315181SP | 15x18x1 Special MERV 13 Pleated Filter | Tax | Sales | Cost of Goods Sold | Inventory:Inventory Asset | 0 | 15x18x1 Special MERV 13 Pleated Filter | 0 | 14.13 | Glasfloss Industries |  | 22.04 |  | M1315181SP |  | 15x18x1 | 15 | 18 | 1 | MERV 13 | 13 | f
| Active | Inventory Part | M1315201 | 15x20x1 MERV 13 Pleated Filter | Tax | Sales | Cost of Goods Sold | Inventory:Inventory Asset | 0 | 15x20x1 MERV 13 Pleated Filter |  | 4.75 | Glasfloss Industries |  | 7.09 |  | M1315201 |  | 15x20x1 | 15 | 20 | 1 | MERV 13 | 13 | f
| Active | Inventory Part | M1315202 | 15x20x2 MERV 13 Pleated Filter | Tax | Sales | Cost of Goods Sold | Inventory:Inventory Asset | 0 | 15x20x2 MERV 13 Pleated Filter | 24 | 6.37 | Glasfloss Industries |  | 10.1 |  | M1315202 |  | 15x20x2 | 15 | 20 | 2 | MERV 13 | 13 | f
| Active | Inventory Part | M1315241SP | 15x24x1 Special MERV 13 Pleated Filter | Tax | Sales | Cost of Goods Sold | Inventory:Inventory Asset | 0 | 15x24x1 Special MERV 13 Pleated Filter | -2 | 15.88 | Glasfloss Industries |  | 24.02 |  | M1315241SP |  | 15x24x1 | 15 | 24 | 1 | MERV 13 | 13 | f
| Active | Inventory Part | M1315251SP | 15x25x1 MERV 13 Pleated Filter | Tax | Sales | Cost of Goods Sold | Inventory:Inventory Asset | 0 | 15x25x1 MERV 13 Pleated Filter | 108 | 16.2 | Glasfloss Industries |  | 25.03 |  | M1315251SP |  | 15x25x1 | 15 | 25 | 1 | MERV 13 | 13 | f
| Active | Inventory Part | M1315301SP | 15x30x1 Special MERV 13 Pleated Filter | Tax | Sales | Cost of Goods Sold | Inventory:Inventory Asset | 0 | 15x30x1 Special MERV 13 Pleated Filter | 60 | 17.71 | Glasfloss Industries |  | 25.85 |  | M1315301SP |  | 15x30x1 | 15 | 30 | 1 | MERV 13 | 13 | f
| Active | Inventory Part | M131530K1 | 15x30 5/8x1 MERV 13 Pleated Filter | Tax | Sales | Cost of Goods Sold | Inventory:Inventory Asset | 0 | 15x30 5/8x1 MERV 13 Pleated Filter | 0 | 7.75 | Glasfloss Industries |  | 11.58 |  | M131530K1 |  | 15x30 5/8x1 | 15 | 30.625 | 1 | MERV 13 | 13 | f
| Active | Inventory Part | M1315311SP | 15x31x1 Special MERV 13 Pleated Filter | Tax | Sales | Cost of Goods Sold | Inventory:Inventory Asset | 0 | 15x31x1 Special MERV 13 Pleated Filter | 5 | 17.71 | Glasfloss Industries |  | 26.76 |  | M1315311SP |  | 15x31x1 | 15 | 31 | 1 | MERV 13 | 13 | f
| Active | Inventory Part | M1316161 | 16x16x1 MERV 13 Pleated Filter | Tax | Sales | Cost of Goods Sold | Inventory:Inventory Asset | 0 | 16x16x1 MERV 13 Pleated Filter | 72 | 6.78 | Glasfloss Industries |  | 10.32 |  | M1316161 |  | 16x16x1 | 16 | 16 | 1 | MERV 13 | 13 | f
| Active | Inventory Part | M1316162 | 16x16x2 MERV 13 Pleated Filter | Tax | Sales | Cost of Goods Sold | Inventory:Inventory Asset | 0 | 16x16x2 MERV 13 Pleated Filter | 340 | 6.49 | Glasfloss Industries |  | 10.08 |  | M1316162 |  | 16x16x2 | 16 | 16 | 2 | MERV 13 | 13 | f
| Active | Inventory Part | M1316164SP | 16x16x4 Special MERV 13 Pleated Filter | Tax | Sales | Cost of Goods Sold | Inventory:Inventory Asset | 0 | 16x16x4 Special MERV 13 Pleated Filter | 56 | 25.56 | Glasfloss Industries |  | 40.12 |  | M1316164SP |  | 16x16x4 | 16 | 16 | 4 | MERV 13 | 13 | f
| Active | Inventory Part | M1316171SP | 16x17.5x1 MERV 13 Pleated Filter | Tax | Sales | Cost of Goods Sold | Inventory:Inventory Asset | 0 | 16x17.5x1 MERV 13 Pleated Filter | 12 | 13.72 | Glasfloss Industries |  | 21.41 |  | M1316171SP |  | 16x17.5x1 | 16 | 17.5 | 1 | MERV 13 | 13 | f
| Active | Inventory Part | M1316181SP | 16x18x1 Special MERV 13 Pleated Filter | Tax | Sales | Cost of Goods Sold | Inventory:Inventory Asset | 0 | 16x18x1 Special MERV 13 Pleated Filter | 0 | 14.13 | Glasfloss Industries |  | 22.04 |  | M1316181SP |  | 16x18x1 | 16 | 18 | 1 | MERV 13 | 13 | f
| Active | Inventory Part | M1316182SP | 16x18x2 Special MERV 13 Pleated Filter | Tax | Sales | Cost of Goods Sold | Inventory:Inventory Asset | 0 | 16x18x2 Special MERV 13 Pleated Filter | -2 | 17.29 | Glasfloss Industries |  | 26.13 |  | M1316182SP |  | 16x18x2 | 16 | 18 | 2 | MERV 13 | 13 | f
| Active | Inventory Part | M1316184SP | 16x18x4 Special MERV 13 Pleated Filter | Tax | Sales | Cost of Goods Sold | Inventory:Inventory Asset | 0 | 16x18x4 Special MERV 13 Pleated Filter | 0 | 12.67 | Glasfloss Industries |  | 39.62 |  | M1316184SP |  | 16x18x4 | 16 | 18 | 4 | MERV 13 | 13 | f
| Active | Inventory Part | M1316191SP | 16x19x1 Special MERV 13 Pleated Filter | Tax | Sales | Cost of Goods Sold | Inventory:Inventory Asset | 0 | 16x19x1 Special MERV 13 Pleated Filter | -1 | 15.88 | Glasfloss Industries |  | 24.02 |  | M1316191SP |  | 16x19x1 | 16 | 19 | 1 | MERV 13 | 13 | f
| Active | Inventory Part | M1316201 | 16x20x1 MERV 13 Pleated Filter | Tax | Sales | Cost of Goods Sold | Inventory:Inventory Asset | 0 | 16x20x1 MERV 13 Pleated Filter | 156 | 4.52 | Glasfloss Industries |  | 7.11 |  | M1316201 |  | 16x20x1 | 16 | 20 | 1 | MERV 13 | 13 | f
| Active | Inventory Part | M1316202 | 16x20x2 MERV 13 Pleated Filter | Tax | Sales | Cost of Goods Sold | Inventory:Inventory Asset | 0 | 16x20x2 MERV 13 Pleated Filter | 311 | 6.12 | Glasfloss Industries |  | 9.71 |  | M1316202 |  | 16x20x2 | 16 | 20 | 2 | MERV 13 | 13 | f
| Active | Inventory Part | M1316204 | 16x20x4 MERV 13 Pleated Filter | Tax | Sales | Cost of Goods Sold | Inventory:Inventory Asset | 0 | 16x20x4 MERV 13 Pleated Filter | 52 | 10.68 | Glasfloss Industries |  | 16.1 |  | M1316204 |  | 16x20x4 | 16 | 20 | 4 | MERV 13 | 13 | f
| Active | Inventory Part | M1316211SP | 16x21x1 MERV 13 Pleated Filter | Tax | Sales | Cost of Goods Sold | Inventory:Inventory Asset | 0 | 16x21x1 MERV 13 Pleated Filter | -2 | 15.42 | Glasfloss Industries |  | 24.02 |  | M1316211SP |  | 16x21x1 | 16 | 21 | 1 | MERV 13 | 13 | f
| Active | Inventory Part | M1316222SP | 16x22x2 MERV 13 Pleated Filter | Tax | Sales | Cost of Goods Sold | Inventory:Inventory Asset | 0 | 16x22x2 MERV 13 Pleated Filter | 72 | 18.88 | Glasfloss Industries |  | 29.35 |  | M1316222SP |  | 16x22x2 | 16 | 22 | 2 | MERV 13 | 13 | f
| Active | Inventory Part | M1316231SP | 16x23x1 MERV 13 Pleated Filter | Tax | Sales | Cost of Goods Sold | Inventory:Inventory Asset | 0 | 16x23x1 MERV 13 Pleated Filter | 0 | 16.2 | Glasfloss Industries |  | 25.22 |  | M1316231SP |  | 16x23x1 | 16 | 23 | 1 | MERV 13 | 13 | f
| Active | Inventory Part | M1316241 | 16x24x1 MERV 13 Pleated Filter | Tax | Sales | Cost of Goods Sold | Inventory:Inventory Asset | 0 | 16x24x1 MERV 13 Pleated Filter | 102 | 6.35 | Glasfloss Industries |  | 9.7 |  | M1316241 |  | 16x24x1 | 16 | 24 | 1 | MERV 13 | 13 | f
| Active | Inventory Part | M1316242 | 16x24x2 MERV 13 Pleated Filter | Tax | Sales | Cost of Goods Sold | Inventory:Inventory Asset | 0 | 16x24x2 MERV 13 Pleated Filter | 330 | 8.02 | Glasfloss Industries |  | 14.65 |  | M1316242 |  | 16x24x2 | 16 | 24 | 2 | MERV 13 | 13 | f
| Active | Inventory Part | M1316251 | 16x25x1 MERV 13 Pleated Filter | Tax | Sales | Cost of Goods Sold | Inventory:Inventory Asset | 0 | 16x25x1 MERV 13 Pleated Filter | 229 | 5 | Glasfloss Industries |  | 7.85 |  | M1316251 |  | 16x25x1 | 16 | 25 | 1 | MERV 13 | 13 | f
| Active | Inventory Part | M1316252 | 16x25x2 MERV 13 Pleated Filter | Tax | Sales | Cost of Goods Sold | Inventory:Inventory Asset | 0 | 16x25x2 MERV 13 Pleated Filter | 646 | 7.21 | Glasfloss Industries |  | 11.17 |  | M1316252 |  | 16x25x2 | 16 | 25 | 2 | MERV 13 | 13 | f
| Active | Inventory Part | M1316254 | 16x25x4 MERV 13 Pleated Filter | Tax | Sales | Cost of Goods Sold | Inventory:Inventory Asset | 0 | 16x25x4 MER 13 Pleated Filter | 87 | 12.69 | Glasfloss Industries |  | 23.68 |  | M1316254 |  | 16x25x4 | 16 | 25 | 4 | MERV 13 | 13 | f
| Active | Inventory Part | M1316291SP | 16x29x1 MERV 13 Pleated Filter | Tax | Sales | Cost of Goods Sold | Inventory:Inventory Asset | 0 | 16x29x1 MERV 13 Pleated Filter | 0 | 18.06 | Glasfloss Industries |  | 28.08 |  | M1316291SP |  | 16x29x1 | 16 | 29 | 1 | MERV 13 | 13 | f
| Active | Inventory Part | M1316301 | 16x30x1 MERV 13 Pleated Filter | Tax | Sales | Cost of Goods Sold | Inventory:Inventory Asset | 0 | 16x30x1 MERV 13 Pleated Filter | 83 | 7.75 | Glasfloss Industries |  | 12.22 |  | M1316301 |  | 16x30x1 | 16 | 30 | 1 | MERV 13 | 13 | f
| Active | Inventory Part | M1316302SP | 16x30x2 Special MERV 13 Pleated Filter | Tax | Sales | Cost of Goods Sold | Inventory:Inventory Asset | 0 | 16x30x2 Special MERV 13 Pleated Filter | 22 | 21.66 | Glasfloss Industries |  | 26.76 |  | M1316302SP |  | 16x30x2 | 16 | 30 | 2 | MERV 13 | 13 | f
| Active | Inventory Part | M1316321SP | 16x32x1 Special MERV 13 Pleated Filter | Tax | Sales | Cost of Goods Sold | Inventory:Inventory Asset | 0 | 16x32x1 Special MERV 13 Pleated Filter | 96 | 18.99 | Glasfloss Industries |  | 31.7 |  | M1316321SP |  | 16x32x1 | 16 | 32 | 1 | MERV 13 | 13 | f
| Active | Inventory Part | M1316322SP | 16x32x2 Special MERV 13 Pleated Filter | Tax | Sales | Cost of Goods Sold | Inventory:Inventory Asset | 0 | 16x32x2 Special MERV 13 Pleated Filter | 43 | 23.26 | Glasfloss Industries |  | 36.09 |  | M1316322SP |  | 16x32x2 | 16 | 32 | 2 | MERV 13 | 13 | f
| Active | Inventory Part | M1316451SP | 16x45x1 MERV 13 Pleated Filter | Tax | Sales | Cost of Goods Sold | Inventory:Inventory Asset | 0 | 16x45x1 MERV 13 Pleated Filter | -2 | 30.84 | Glasfloss Industries |  | 47.75 |  | M1316451SP |  | 16x45x1 | 16 | 45 | 1 | MERV 13 | 13 | f
| Active | Inventory Part | M1317201SP | 17x20x1 MERV 13 Pleated Filter | Tax | Sales | Cost of Goods Sold | Inventory:Inventory Asset | 0 | 17x20x1 MERV 13 Pleated Filter | 34 | 15.88 | Glasfloss Industries |  | 24.02 |  | M1317201SP |  | 17x20x1 | 17 | 20 | 1 | MERV 13 | 13 | f
| Active | Inventory Part | M1317211SP | 17x21x1 MERV 13 Pleated Filter | Tax | Sales | Cost of Goods Sold | Inventory:Inventory Asset | 0 | 17x21x1 MERV 13 Pleated Filter | 42 | 15.88 | Glasfloss Industries |  | 24.02 |  | M1317211SP |  | 17x21x1 | 17 | 21 | 1 | MERV 13 | 13 | f
| Active | Inventory Part | M1317221SP | 17x22x1 Special MERV 13 Pleated Filter | Tax | Sales | Cost of Goods Sold | Inventory:Inventory Asset | 0 | 17x22x1 Special MERV 13 Pleated Filter | 27 | 15.88 | Glasfloss Industries |  | 24.02 |  | M1317221SP |  | 17x22x1 | 17 | 22 | 1 | MERV 13 | 13 | f
| Active | Inventory Part | M1317241SP | 17x24x1 MERV 13 Pleated Filter | Tax | Sales | Cost of Goods Sold | Inventory:Inventory Asset | 0 | 17x24x1 MERV 13 Pleated Filter | 3 | 17.2 | Glasfloss Industries |  | 26.76 |  | M1317241SP |  | 17x24x1 | 17 | 24 | 1 | MERV 13 | 13 | f
| Active | Inventory Part | M1317281SP | 17x22x1 Special MERV 13 Pleated Filter | Tax | Sales | Cost of Goods Sold | Inventory:Inventory Asset | 0 | 17x28x1 Special MERV 13 Pleated Filter | 0 | 18.06 | Glasfloss Industries |  | 17.78 |  | M1317281SP |  | 17x22x1 | 17 | 22 | 1 | MERV 13 | 13 | f
| Active | Inventory Part | M1318102SP | 18x10x2 Special MERV 13 Pleated Filter | Tax | Sales | Cost of Goods Sold | Inventory:Inventory Asset | 0 | 18x10x2 Special MERV 13 Pleated Filter | 10 | 13.95 | Glasfloss Industries |  | 21.14 |  | M1318102SP |  | 18x10x2 | 18 | 10 | 2 | MERV 13 | 13 | f
| Active | Inventory Part | M1318181 | 18x18x1 MERV 13 Pleated Filter | Tax | Sales | Cost of Goods Sold | Inventory:Inventory Asset | 0 | 18x18x1 MERV 13 Pleated Filter | 48 | 7.15 | Glasfloss Industries |  | 10.87 |  | M1318181 |  | 18x18x1 | 18 | 18 | 1 | MERV 13 | 13 | f
| Active | Inventory Part | M1318182 | 18x18x2 MERV 13 Pleated Filter | Tax | Sales | Cost of Goods Sold | Inventory:Inventory Asset | 0 | 18x18x2 MERV 13 Pleated Filter | 0 | 8.69 | Glasfloss Industries |  | 12.72 |  | M1318182 |  | 18x18x2 | 18 | 18 | 2 | MERV 13 | 13 | f
| Active | Inventory Part | M1318201 | 18x20x1 MERV 13 Pleated Filter | Tax | Sales | Cost of Goods Sold | Inventory:Inventory Asset | 0 | 18x20x1 MERV 13 Pleated Filter | 96 | 6.78 | Glasfloss Industries |  | 10.33 |  | M1318201 |  | 18x20x1 | 18 | 20 | 1 | MERV 13 | 13 | f
| Active | Inventory Part | M1318202 | 18x20x2 MERV 13 Pleated Filter | Tax | Sales | Cost of Goods Sold | Inventory:Inventory Asset | 0 | 18x20x2 MERV 13 Pleated Filter | 84 | 8.39 | Glasfloss Industries |  | 13.74 |  | M1318202 |  | 18x20x2 | 18 | 20 | 2 | MERV 13 | 13 | f
| Active | Inventory Part | M1318222SP | 18x22x2 Special MERV 13 Pleated Filter | Tax | Sales | Cost of Goods Sold | Inventory:Inventory Asset | 0 | 18x22x2 Special MERV 13 Pleated Filter | 3 | 19.45 | Glasfloss Industries |  | 29.35 |  | M1318222SP |  | 18x22x2 | 18 | 22 | 2 | MERV 13 | 13 | f
| Active | Inventory Part | M1318241 | 18x24x1 MERV 13 Pleated Filter | Tax | Sales | Cost of Goods Sold | Inventory:Inventory Asset | 0 | 18x24x1 MERV 13 Pleated Filter | 238 | 6.38 | Glasfloss Industries |  | 8.73 |  | M1318241 |  | 18x24x1 | 18 | 24 | 1 | MERV 13 | 13 | f
| Active | Inventory Part | M1318242 | 18x24x2 MERV 13 Pleated Filter | Tax | Sales | Cost of Goods Sold | Inventory:Inventory Asset | 0 | 18x24x2 MERV 13 Pleated Filter | 140 | 8.31 | Glasfloss Industries |  | 12.83 |  | M1318242 |  | 18x24x2 | 18 | 24 | 2 | MERV 13 | 13 | f
| Active | Inventory Part | M1318244 | 18x24x4 MERV 13 Pleated Filter | Tax | Sales | Cost of Goods Sold | Inventory:Inventory Asset | 0 | 18x24x4 MERV 13 Pleated Filter | 24 | 14.13 | Glasfloss Industries |  | 20.48 |  | M1318244 |  | 18x24x4 | 18 | 24 | 4 | MERV 13 | 13 | f
| Active | Inventory Part | M1318251 | 18x25x1 MERV 13 Pleated Filter | Tax | Sales | Cost of Goods Sold | Inventory:Inventory Asset | 0 | 18x25x1 MER 13 Pleated Filter | 30 | 7.11 | Glasfloss Industries |  | 9.7 |  | M1318251 |  | 18x25x1 | 18 | 25 | 1 | MERV 13 | 13 | f
| Active | Inventory Part | M1318252 | 18x25x2 MERV 13 Pleated Filter | Tax | Sales | Cost of Goods Sold | Inventory:Inventory Asset | 0 | 18x25x2 MERV 13 Pleated Filter | 148 | 8.8 | Glasfloss Industries |  | 13.57 |  | M1318252 |  | 18x25x2 | 18 | 25 | 2 | MERV 13 | 13 | f
| Active | Inventory Part | M1318301 | 18x30x1 MERV 13 Pleated Filter | Tax | Sales | Cost of Goods Sold | Inventory:Inventory Asset | 0 | 18x30x1 MERV 13 Pleated Filter | 0 | 8.85 | Glasfloss Industries |  | 11.32 |  | M1318301 |  | 18x30x1 | 18 | 30 | 1 | MERV 13 | 13 | f
| Active | Inventory Part | M1319252SP | 19x25x2 Special MERV 13 Pleated Filter | Tax | Sales | Cost of Goods Sold | Inventory:Inventory Asset | 0 | 19x25x2 Special MERV 13 Pleated Filter | 5 | 21.66 | Glasfloss Industries |  | 33.26 |  | M1319252SP |  | 19x25x2 | 19 | 25 | 2 | MERV 13 | 13 | f
| Active | Inventory Part | M1319261SP | 19x26x1 MERV 13 Pleated Filter | Tax | Sales | Cost of Goods Sold | Inventory:Inventory Asset | 0 | 19x26x1 MERV 13 Pleated Filter | 3 | 17.2 | Glasfloss Industries |  | 26.77 |  | M1319261SP |  | 19x26x1 | 19 | 26 | 1 | MERV 13 | 13 | f
| Active | Inventory Part | M1319471SP | 19x47x1 MERV 13 Pleated Filter | Tax | Sales | Cost of Goods Sold | Inventory:Inventory Asset | 0 | 19x47x1 MERV 13 Pleated Filter | 0 | 30.88 | Glasfloss Industries |  | 47.81 |  | M1319471SP |  | 19x47x1 | 19 | 47 | 1 | MERV 13 | 13 | f
| Active | Inventory Part | M1320201 | 20x20x1 MERV 13 Pleated Filter | Tax | Sales | Cost of Goods Sold | Inventory:Inventory Asset | 0 | 20x20x1 MERV 13 Pleated Filter | 328 | 5.05 | Glasfloss Industries |  | 7.91 |  | M1320201 |  | 20x20x1 | 20 | 20 | 1 | MERV 13 | 13 | f
| Active | Inventory Part | M1320202 | 20x20x2 MERV 13 Pleated Filter | Tax | Sales | Cost of Goods Sold | Inventory:Inventory Asset | 0 | 20x20x2 MERV 13 Pleated Filter | 328 | 7.34 | Glasfloss Industries |  | 11.36 |  | M1320202 |  | 20x20x2 | 20 | 20 | 2 | MERV 13 | 13 | f
| Active | Inventory Part | M1320204 | 20x20x4 MERV 13 Pleated Filter | Tax | Sales | Cost of Goods Sold | Inventory:Inventory Asset | 0 | 20x20x4 MERV 13 Pleated Filter | 60 | 12.76 | Glasfloss Industries |  | 22.06 |  | M1320204 |  | 20x20x4 | 20 | 20 | 4 | MERV 13 | 13 | f
| Active | Inventory Part | M1320211SP | 20x21x1 MERV 13 Pleated Filter | Tax | Sales | Cost of Goods Sold | Inventory:Inventory Asset | 0 | 20x21x1 MERV 13 Pleated Filter | 26 | 17.71 | Glasfloss Industries |  | 26.76 |  | M1320211SP |  | 20x21x1 | 20 | 21 | 1 | MERV 13 | 13 | f
| Active | Inventory Part | M1320221 | 20x22x1 MERV 13 Pleated Filter | Tax | Sales | Cost of Goods Sold | Inventory:Inventory Asset | 0 | 20x22x1 MERV 13 Pleated Filter | 38 | 8.45 | Glasfloss Industries |  | 10.53 |  | M1320221 |  | 20x22x1 | 20 | 22 | 1 | MERV 13 | 13 | f
| Active | Inventory Part | M1320241 | 20x24x1 MERV 13 Pleated Filter | Tax | Sales | Cost of Goods Sold | Inventory:Inventory Asset | 0 | 20x24x1 MERV 13 Pleated Filter | 262 | 5.75 | Glasfloss Industries |  | 8.97 |  | M1320241 |  | 20x24x1 | 20 | 24 | 1 | MERV 13 | 13 | f
| Active | Inventory Part | M1320242 | 20x24x2 MERV 13 Pleated Filter | Tax | Sales | Cost of Goods Sold | Inventory:Inventory Asset | 0 | 20x24x2 MERV 13 Pleated Filter | 161 | 8.48 | Glasfloss Industries |  | 13.35 |  | M1320242 |  | 20x24x2 | 20 | 24 | 2 | MERV 13 | 13 | f
| Active | Inventory Part | M1320244 | 20x24x4 MERV 13 Pleated Filter | Tax | Sales | Cost of Goods Sold | Inventory:Inventory Asset | 0 | 20x24x4 MERV 13 Pleated Filter | 82 | 14.86 | Glasfloss Industries |  | 23.16 |  | M1320244 |  | 20x24x4 | 20 | 24 | 4 | MERV 13 | 13 | f
| Active | Inventory Part | M1320251 | 20x25x1 MERV 13 Pleated Filter | Tax | Sales | Cost of Goods Sold | Inventory:Inventory Asset | 0 | 20x25x1 MERV 13 Pleated Filter | 445 | 5.65 | Glasfloss Industries |  | 10.4 |  | M1320251 |  | 20x25x1 | 20 | 25 | 1 | MERV 13 | 13 | f
| Active | Inventory Part | M1320252 | 20x25x2 MERV 13 Pleated Filter | Tax | Sales | Cost of Goods Sold | Inventory:Inventory Asset | 0 | 20x25x2 MERV 13 Pleated Filter | 573 | 8.48 | Glasfloss Industries |  | 13.08 |  | M1320252 |  | 20x25x2 | 20 | 25 | 2 | MERV 13 | 13 | f
| Active | Inventory Part | M1320254 | 20x25x4 MERV 13 Pleated Filter | Tax | Sales | Cost of Goods Sold | Inventory:Inventory Asset | 0 | 20x25x4 MERV 13 Pleated Filter | 132 | 14.91 | Glasfloss Industries |  | 26.98 |  | M1320254 |  | 20x25x4 | 20 | 25 | 4 | MERV 13 | 13 | f
| Active | Inventory Part | M1320272 | 20x27x2 Special MERV 13 Pleated Filter | Tax | Sales | Cost of Goods Sold | Inventory:Inventory Asset | 0 | 20x27x2 Special MERV 13 Pleated Filter | 0 | 23.72 | Glasfloss Industries |  | 36.79 |  | M1320272 |  | 20x27x2 | 20 | 27 | 2 | MERV 13 | 13 | f
| Active | Inventory Part | M1320301 | 20x30x1 MERV 13 Pleated Filter | Tax | Sales | Cost of Goods Sold | Inventory:Inventory Asset | 0 | 20x30x1 MERV 13 Pleated Filter | 84 | 7.6 | Glasfloss Industries |  | 13.9 |  | M1320301 |  | 20x30x1 | 20 | 30 | 1 | MERV 13 | 13 | f
| Active | Inventory Part | M1320302 | 20x30x2 MERV 13 Pleated Filter | Tax | Sales | Cost of Goods Sold | Inventory:Inventory Asset | 0 | 20x30x2 MERV 13 Pleated Filter | 382 | 10.26 | Glasfloss Industries |  | 15.16 |  | M1320302 |  | 20x30x2 | 20 | 30 | 2 | MERV 13 | 13 | f
| Active | Inventory Part | M1320371SP | 20x37x1 MERV 13 Pleated Filter | Tax | Sales | Cost of Goods Sold | Inventory:Inventory Asset | 0 | 20x37x1 MERV 13 Pleated Filter | 48 | 17.2 | Glasfloss Industries |  | 45.66 |  | M1320371SP |  | 20x37x1 | 20 | 37 | 1 | MERV 13 | 13 | f
| Active | Inventory Part | M1320401SP | 20x40x1 MERV 13 Pleated Filter | Tax | Sales | Cost of Goods Sold | Inventory:Inventory Asset | 0 | 20x40x1 MERV 13 Pleated Filter | 48 | 13.55 | Glasfloss Industries |  | 43.46 |  | M1320401SP |  | 20x40x1 | 20 | 40 | 1 | MERV 13 | 13 | f
| Active | Inventory Part | M1320561SP | 20x56x1 MERV 13 Pleated Filter | Tax | Sales | Cost of Goods Sold | Inventory:Inventory Asset | 0 | 20x56x1 MERV 13 Pleated Filter | 0 | 33.54 | Glasfloss Industries |  | 51.9 |  | M1320561SP |  | 20x56x1 | 20 | 56 | 1 | MERV 13 | 13 | f
| Active | Inventory Part | M1321211SP | 21x21x1 MERV 13 Pleated Filter | Tax | Sales | Cost of Goods Sold | Inventory:Inventory Asset | 0 | 21x21x1 MERV 13 Pleated Filter | 7 | 17.71 | Glasfloss Industries |  | 26.76 |  | M1321211SP |  | 21x21x1 | 21 | 21 | 1 | MERV 13 | 13 | f
| Active | Inventory Part | M1321301SP | 21x30x1 MERV 13 Pleated Filter | Tax | Sales | Cost of Goods Sold | Inventory:Inventory Asset | 0 | 21x30x1 MERV 13 Pleated Filter | 15 | 19.81 | Glasfloss Industries |  | 30.77 |  | M1321301SP |  | 21x30x1 | 21 | 30 | 1 | MERV 13 | 13 | f
| Active | Inventory Part | M1321302SP | 21x30x2 Special MERV 13 Pleated Filter | Tax | Sales | Cost of Goods Sold | Inventory:Inventory Asset | 0 | 21x30x2 Special MERV 13 Pleated Filter | 4 | 24.97 | Glasfloss Industries |  | 37.59 |  | M1321302SP |  | 21x30x2 | 21 | 30 | 2 | MERV 13 | 13 | f
| Active | Inventory Part | M1322221SP | 22x22x1 MERV 13 Pleated Filter | Tax | Sales | Cost of Goods Sold | Inventory:Inventory Asset | 0 | 22x22x1 MERV 13 Pleated Filter | 31 | 7.65 | Glasfloss Industries |  | 26.76 |  | M1322221SP |  | 22x22x1 | 22 | 22 | 1 | MERV 13 | 13 | f
| Active | Inventory Part | M1322241SP | 22x24x1 MERV 13 Pleated Filter | Tax | Sales | Cost of Goods Sold | Inventory:Inventory Asset | 0 | 22x24x1 MERV 13 Pleated Filter | 36 | 18.99 | Glasfloss Industries |  | 28.65 |  | M1322241SP |  | 22x24x1 | 22 | 24 | 1 | MERV 13 | 13 | f
| Active | Inventory Part | M1323231SP | 23x23x1 MERV 13 Pleated Filter | Tax | Sales | Cost of Goods Sold | Inventory:Inventory Asset | 0 | 23x23x1 MERV 13 Pleated Filter | 36 | 18.99 | Glasfloss Industries |  | 28.35 |  | M1323231SP |  | 23x23x1 | 23 | 23 | 1 | MERV 13 | 13 | f
| Active | Inventory Part | M1323234SP | 23x23x4 Special MERV 13 Pleated Filter | Tax | Sales | Cost of Goods Sold | Inventory:Inventory Asset | 0 | 23x23x4 Special MERV 13 Pleated Filter | 1 | 48.14 | Glasfloss Industries |  | 51.66 |  | M1323234SP |  | 23x23x4 | 23 | 23 | 4 | MERV 13 | 13 | f
| Active | Inventory Part | M1324194SP | 24 3/8x19 3/8x4 MERV 13 Pleated Filter | Tax | Sales | Cost of Goods Sold | Inventory:Inventory Asset | 0 | 24 3/8x19 3/8x4 MERV 13 Pleated Filter | 0 | 31.09 | Glasfloss Industries |  | 48.13 |  | M1324194SP |  | 24 3/8x19 3/8x4 | 24.375 | 19.375 | 4 | MERV 13 | 13 | f
| Active | Inventory Part | M1324241 | 24x24x1 MERV 13 Pleated Filter | Tax | Sales | Cost of Goods Sold | Inventory:Inventory Asset | 0 | 24x24x1 MERV 13 Pleated Filter | 259 | 6.47 | Glasfloss Industries |  | 10.25 |  | M1324241 |  | 24x24x1 | 24 | 24 | 1 | MERV 13 | 13 | f
| Active | Inventory Part | M1324242 | 24x24x2 MERV 13 Pleated Filter | Tax | Sales | Cost of Goods Sold | Inventory:Inventory Asset | 0 | 24x24x2 MERV 13 Pleated Filter | 1274 | 9.61 | Glasfloss Industries |  | 14.79 |  | M1324242 |  | 24x24x2 | 24 | 24 | 2 | MERV 13 | 13 | f
| Active | Inventory Part | M1324244 | 24x24x4 MERV 13 Pleated Filter | Tax | Sales | Cost of Goods Sold | Inventory:Inventory Asset | 0 | 24x24x4 MERV 13 Pleated Filter | 693 | 16.97 | Glasfloss Industries |  | 25.9 |  | M1324244 |  | 24x24x4 | 24 | 24 | 4 | MERV 13 | 13 | f
| Active | Inventory Part | M1324254 | 24x25x4 MERV 13 Pleated Filter | Tax | Sales | Cost of Goods Sold | Inventory:Inventory Asset | 0 | 24x25x4 MERV 13 Pleated Filter | 32 | 35.72 | Glasfloss Industries |  | 55.25 |  | M1324254 |  | 24x25x4 | 24 | 25 | 4 | MERV 13 | 13 | f
| Active | Inventory Part | M1324301 | 24x30x1 MERV 13 Pleated Filter | Tax | Sales | Cost of Goods Sold | Inventory:Inventory Asset | 0 | 24x30x1 MERV 13 Pleated Filter |  | 9.88 | Glasfloss Industries |  | 14.42 |  | M1324301 |  | 24x30x1 | 24 | 30 | 1 | MERV 13 | 13 | f
| Active | Inventory Part | M1325251 | 25x25x1 MERV 13 Pleated Filter | Tax | Sales | Cost of Goods Sold | Inventory:Inventory Asset | 0 | 25x25x1 MERV 13 Pleated Filter |  | 8.01 | Glasfloss Industries |  | 11.74 |  | M1325251 |  | 25x25x1 | 25 | 25 | 1 | MERV 13 | 13 | f
| Active | Inventory Part | M1325252 | 25x25x2 MERV 13 Pleated Filter | Tax | Sales | Cost of Goods Sold | Inventory:Inventory Asset | 0 | 25x25x2 MERV 13 Pleated Filter | 12 | 10.92 | Glasfloss Industries |  | 16.46 |  | M1325252 |  | 25x25x2 | 25 | 25 | 2 | MERV 13 | 13 | f
| Active | Inventory Part | M1325254SP | 25x25x4 MERV 13 Pleated Filter | Tax | Sales | Cost of Goods Sold | Inventory:Inventory Asset | 0 | 25x25x4 MERV 13 Pleated Filter | 18 | 35.72 | Glasfloss Industries |  | 55.25 |  | M1325254SP |  | 25x25x4 | 25 | 25 | 4 | MERV 13 | 13 | f
| Active | Inventory Part | M1325321SP | 25x32x1 MERV 13 Pleated Filter | Tax | Sales | Cost of Goods Sold | Inventory:Inventory Asset | 0 | 25x32x1 MERV 13 Pleated Filter | 4 | 23.06 | Glasfloss Industries |  | 35.78 |  | M1325321SP |  | 25x32x1 | 25 | 32 | 1 | MERV 13 | 13 | f
| Active | Inventory Part | M1325322SP | 25x32x2 MERV 13 Pleated Filter | Tax | Sales | Cost of Goods Sold | Inventory:Inventory Asset | 0 | 25x32x2 MERV 13 Pleated Filter | -1 | 28.25 | Glasfloss Industries |  | 43.76 |  | M1325322SP |  | 25x32x2 | 25 | 32 | 2 | MERV 13 | 13 | f
| Active | Inventory Part | M1325381SP | 25x38x1 MERV 13 Pleated Filter | Tax | Sales | Cost of Goods Sold | Inventory:Inventory Asset | 0 | 25x38x1 MERV 13 Pleated Filter | 84 | 31.02 | Glasfloss Industries |  | 48.02 |  | M1325381SP |  | 25x38x1 | 25 | 38 | 1 | MERV 13 | 13 | f
| Active | Inventory Part | M1325601SP | 25x60x1 MERV 13 Pleated Filter | Tax | Sales | Cost of Goods Sold | Inventory:Inventory Asset | 0 | 25x60x1 MERV 13 Pleated Filter | 0 | 31.2 | Glasfloss Industries |  | 52.3 |  | M1325601SP |  | 25x60x1 | 25 | 60 | 1 | MERV 13 | 13 | f
| Active | Inventory Part | M1327281SP | 27x28x1 MERV 13 Pleated Filter | Tax | Sales | Cost of Goods Sold | Inventory:Inventory Asset | 0 | 27x28x1 MERV 13 Pleated Filter | 18 | 31.77 | Glasfloss Industries |  | 32.6 |  | M1327281SP |  | 27x28x1 | 27 | 28 | 1 | MERV 13 | 13 | f
| Active | Inventory Part | M1328301SP | 28x30x1 MERV 13 Pleated Filter | Tax | Sales | Cost of Goods Sold | Inventory:Inventory Asset | 0 | 28x30x1 MERV 13 Pleated Filter | 36 | 23.06 | Glasfloss Industries |  | 38.43 |  | M1328301SP |  | 28x30x1 | 28 | 30 | 1 | MERV 13 | 13 | f
| Active | Inventory Part | M1328302SP | 28x30x2 Special MERV 13 Pleated Filter | Tax | Sales | Cost of Goods Sold | Inventory:Inventory Asset | 0 | 28x30x2 Special MERV 13 Pleated Filter | 7 | 43.33 | Glasfloss Industries |  | 43.76 |  | M1328302SP |  | 28x30x2 | 28 | 30 | 2 | MERV 13 | 13 | f
| Active | Inventory Part | M1328561SP | 28x56x1 MERV 13 Pleated Filter | Tax | Sales | Cost of Goods Sold | Inventory:Inventory Asset | 0 | 28x56x1 MERV 13 Pleated Filter | 0 | 34.02 | Glasfloss Industries |  | 52.64 |  | M1328561SP |  | 28x56x1 | 28 | 56 | 1 | MERV 13 | 13 | f
| Active | Inventory Part | M1329291SP | 29x29x1 MERV 13 Pleated Filter | Tax | Sales | Cost of Goods Sold | Inventory:Inventory Asset | 0 | 29x29x1 MERV 13 Pleated Filter | 24 | 23.06 | Glasfloss Industries |  | 35.77 |  | M1329291SP |  | 29x29x1 | 29 | 29 | 1 | MERV 13 | 13 | f
| Active | Inventory Part | M1330301SP | 30x30x1 MERV 13 Pleated Filter | Tax | Sales | Cost of Goods Sold | Inventory:Inventory Asset | 0 | 30x30x1 MERV 13 Pleated Filter | 12 | 28.91 | Glasfloss Industries |  | 44.77 |  | M1330301SP |  | 30x30x1 | 30 | 30 | 1 | MERV 13 | 13 | f
| Active | Inventory Part | M1330851SP | 30x8.5x1 MERV 13 Pleated Filter | Tax | Sales | Cost of Goods Sold | Inventory:Inventory Asset | 0 | 30x8.5x1 MERV 13 Pleated Filter | 0 | 14.41 | Glasfloss Industries |  | 22.47 |  | M1330851SP |  | 30x8.5x1 | 30 | 8.5 | 1 | MERV 13 | 13 | f
| Active | Inventory Part | M139122SP | 9x12x2 Special MERV 13 Pleated Filter | Tax | Sales | Cost of Goods Sold | Inventory:Inventory Asset | 0 | 9x12x2 Special MERV 13 Pleated Filter | 0 | 9.62 | Glasfloss Industries |  | 15.15 |  | M139122SP |  | 9x12x2 | 9 | 12 | 2 | MERV 13 | 13 | f
| Active | Inventory Part | M6-POCKET6P | 22.75" x 25.5" x 28" 85% Synthetic Media 6P Plastic Frame Pocket Filter | Tax | Sales | Cost of Goods Sold | Inventory:Inventory Asset | 0 | 22.75" x 25.5" x 28" 6P Plastic Frame Pocket Filter (580x650x700-6p) | 130 | 22.7 | Wetzel Technologies Co., Ltd |  | 75.25 |  | M6-POCKET6P |  | 22.75" x 25.5" x 28" | 22.75 | 25.5 | 28 | 85% | 13 | f
| Active | Inventory Part | MAGAH1224B3H3 | 12x24x12 MERV 14 Heavy-Duty Aluminized Steel, High Temperature Box Filter w/ Aluminized Faceguards | Tax | Sales | Cost of Goods Sold | Inventory:Inventory Asset | 0 | 12.0 X 24.0 X 12 MERV 14 (95%) EFFICIENT 350 HIGH TEMP ASHRAE SINGLE HEADER ALUMINIZED FRAME HT ROPE GASKETING AIR EXIT AND FACE GUARDS AIR ENTRY AND EXIT | 0 | 114.8 | Glasfloss Industries |  | 177.11 |  | MAGAH1224B3H3 |  | 12x24x12 | 12 | 24 | 12 | MERV 14 | 14 | f
| Active | Inventory Part | MAGAH2412B3H3 | 12x24x12 MERV 14 Heavy-Duty Aluminized Steel, 350 High Temperature Box Filter w/ Aluminized Faceguards Header | Tax | Salaries | Cost of Goods Sold | Inventory Asset | 0 | 12x24x12 MERV 14 Heavy-Duty Aluminized Steel, 350 High Temperature Box Filter w/ Aluminized Faceguards Header | 0 | 124.15 | Glasfloss Industries |  | 210.82 |  | MAGAH2412B3H3 |  | 12x24x12 | 12 | 24 | 12 | MERV 14 | 14 | f
| Active | Inventory Part | MAGAH2424B3H3 | 24x24x12 MERV 14 Heavy-Duty Aluminized Steel, 350 High Temperature Box Filter w/ Aluminized Faceguards | Tax | Sales | Cost of Goods Sold | Inventory:Inventory Asset | 0 | 24.0 X 24.0 X 12 MERV 14 (95%) EFFICIENT 350 HIGH TEMP ASHRAE SINGLE HEADER ALUMINIZED FRAME HT ROPE GASKETING AIR EXIT AND FACE GUARDS AIR ENTRY AND EXIT | 0 | 180.65 | Glasfloss Industries |  | 257.71 |  | MAGAH2424B3H3 |  | 24x24x12 | 24 | 24 | 12 | MERV 14 | 14 | f
| Active | Inventory Part | MF0920742 | MF0920742..Hengst Filter Element Former Rexroth DFW 60P25BM 1.0 | Tax | Sales | Cost of Goods Sold | Inventory Asset | 0 | MF0920742..9.60 G25-A00-0-M Hydraulic Filter Element..[R928017089].. | 0 | 51.22 | Hengst Filtration USA, LLC |  | 102.5 |  | MF0920742 | [7 empty] | a
| Active | Inventory Part | MF0920760 | MF0920760..Hengst Filter Element Former Rexroth DFBH / HC60P10BM | Tax | Sales | Cost of Goods Sold | Inventory Asset | 0 | MF0920760..9.60LA PWR10-A00-0-M SO3000 Hydraulic Filter Element..[R928017111] | 0 | 30.1 | Hengst Filtration USA, LLC |  | 60.25 |  | MF0920760 | [7 empty] | a
| Active | Inventory Part | MF8V4-1224 | 12" x 24" x 12" MERV 14 4V-Bank Filter,Glassfiber, Blue Frame | Tax | Sales | Cost of Goods Sold | Inventory Asset | 0 | 12" x 24" x 12" MERV 14 4V-Bank Filter,Glassfiber, Blue Frame | 84 | 24 | MGT Air Filters |  | 0 |  | MF08P4M20CR15XX-2-292 |  | 12" x 24" x 12" | 12 | 24 | 12 | MERV 14 | 14 | f
| Active | Inventory Part | MF8V4-2024 | 20" x 24" x 12" MERV 14 4V-Bank Filter, Glassfiber, Blue Frame | Tax | Sales | Cost of Goods Sold | Inventory Asset | 0 | 20" x 24" x 12" MERV 14 Glassfiber, Blue Frame | 94 | 33 | MGT Air Filters |  | 0 |  | MF08P4M20CR15XX-4-292 |  | 20" x 24" x 12" | 20 | 24 | 12 | MERV 14 | 14 | f
| Active | Inventory Part | MF8V4-2424 | 24" x 24" x 12" MERV 14 4V-Bank Filter, Glassfiber, Blue Frame | Tax | Sales | Cost of Goods Sold | Inventory Asset | 0 | 24" x 24" x 12" MERV 14 Glassfiber Blue Frame | 357 | 35 | MGT Air Filters |  | 0 |  | MF08P4M20CR18XX-5-292 |  | 24" x 24" x 12" | 24 | 24 | 12 | MERV 14 | 14 | f
| Active | Inventory Part | MF90 1/1 | 24x24x26 Viledon Bag 90% | Tax | Sales | Cost of Goods Sold | Inventory:Inventory Asset | 0 | 901069 24x24x26 Bag Filter 90% | 0 | 118.5 | Freudenberg Filtration Technologies, L.P. |  | 212 |  | MF90 1/1 |  | 24x24x26 | 24 | 24 | 26 | 90% | 15 | f
| Active | Inventory Part | MF95 1/1 | 24x24x26 Viledon Bag 95% | Tax | Sales | Cost of Goods Sold | Inventory:Inventory Asset | 0 | 6901072 24x24x26 Bag Filter 95% | 0 | 149.5 | Freudenberg Filtration Technologies, L.P. |  | 276.3 |  | MF95 1/1 |  | 24x24x26 | 24 | 24 | 26 | 95% | 16 | f
| Active | Inventory Part | MINI-12246 | EFS 12x24x6, MINI Pleat MERV 15 | Tax | Sales | Cost of Goods Sold | Inventory:Inventory Asset | 0 | EFS 12x24x6, MINI Pleat MERV 15 | 0 | 36.6 | Parker-Hannifin Corporation |  | 58.4 |  | MINI-12246 |  | 12x24x6 | 12 | 24 | 6 | MERV 15 | 15 | f
| Active | Inventory Part | MINI-12246H | EFS 12x24x6,Header MINI Pleat MERV 15 | Tax | Sales | Cost of Goods Sold | Inventory:Inventory Asset | 0 | EFS 12x24x6,Header MINI Pleat MERV 15 | 0 | 39.2 | Parker-Hannifin Corporation |  | 65.3 |  | MINI-12246H |  | 12x24x6 | 12 | 24 | 6 | MERV 15 | 15 | f
| Active | Inventory Part | MINI-16206 | EFS 16x20x6, MINI Pleat MERV 15 | Tax | Sales | Cost of Goods Sold | Inventory:Inventory Asset | 0 | EFS 16x20x6, MINI Pleat MERV 15 | 0 | 43.6 | Wetzel Technologies Co., Ltd |  | 70.08 |  | MINI-16206 |  | 16x20x6 | 16 | 20 | 6 | MERV 15 | 15 | f
| Active | Inventory Part | MINI-16206H | EFS 16x20x6, MINI Pleat MERV 15 | Tax | Sales | Cost of Goods Sold | Inventory:Inventory Asset | 0 | EFS 16x20x6, MINI Pleat MERV 15 | 0 | 43.6 | Wetzel Technologies Co., Ltd |  | 70.08 |  | MINI-16206H |  | 16x20x6 | 16 | 20 | 6 | MERV 15 | 15 | f
| Active | Inventory Part | MINI-20206H | EFS 20x20x6, MINI Pleat MERV 15 | Tax | Sales | Cost of Goods Sold | Inventory:Inventory Asset | 0 | EFS 20x20x6, MINI Pleat MERV 15 | 0 | 46.3 | Wetzel Technologies Co., Ltd |  | 74.53 |  | MINI-20206H |  | 20x20x6 | 20 | 20 | 6 | MERV 15 | 15 | f
| Active | Inventory Part | MINI-24246 | EFS 24x24x6, MINI Pleat MERV 15 | Tax | Sales | Cost of Goods Sold | Inventory:Inventory Asset | 0 | EFS 24x24x6, MINI Pleat MERV 15 | 0 | 47 | Parker-Hannifin Corporation |  | 72.2 |  | MINI-24246 |  | 24x24x6 | 24 | 24 | 6 | MERV 15 | 15 | f
| Active | Inventory Part | MINI-24246H | EFS 24x24x6, Header MINI Pleat MERV 15 | Tax | Sales | Cost of Goods Sold | Inventory:Inventory Asset | 0 | EFS 24x24x6, Header MINI Pleat MERV 15 | 0 | 50.8 | Parker-Hannifin Corporation |  | 77.57 |  | MINI-24246H |  | 24x24x6 | 24 | 24 | 6 | MERV 15 | 15 | f
| Active | Inventory Part | MINI75-2/00 | VILEDON 20x20x2 Mini Pleat 75% | Tax | Sales | Cost of Goods Sold | Inventory:Inventory Asset | 0 | 901407 20x20x2 Mini Pleat 75% | 14 | 51 | Freudenberg Filtration Technologies, L.P. |  | 83.46 |  | MINI75-2/00 |  | 20x20x2 | 20 | 20 | 2 | 75% | 12 | f
| Active | Inventory Part | MINI75-2/05 | VILEDON 20x25x2 Mini Pleat 75% | Tax | Sales | Cost of Goods Sold | Inventory:Inventory Asset | 0 | 901409 20x25x2 Mini Pleat 75% | 12 | 55.5 | Freudenberg Filtration Technologies, L.P. |  | 90.38 |  | MINI75-2/05 |  | 20x25x2 | 20 | 25 | 2 | 75% | 12 | f
| Active | Inventory Part | MINI75-2/24 | VILEDON 12x24x2 Mini Pleat 75% | Tax | Sales | Cost of Goods Sold | Inventory Asset | 0 | VILEDON 12x24x2 Mini Pleat 75% | 0 | 47 | Freudenberg Filtration Technologies, L.P. |  | 74.28 |  |  |  | 12x24x2 | 12 | 24 | 2 | 75% | 12 | f
| Active | Inventory Part | MINI75-2/44 | VILEDON 24x24x2 Mini Pleat 75% | Tax | Sales | Cost of Goods Sold | Inventory:Inventory Asset | 0 | 901414 24x24x2 Mini Pleat 75% | 3 | 59.5 | Freudenberg Filtration Technologies, L.P. |  | 107.01 |  |  |  | 24x24x2 | 24 | 24 | 2 | 75% | 12 | f
| Active | Inventory Part | MINI75-2/60 | VILEDON 16x20x2 Mini Pleat 75% | Tax | Sales | Cost of Goods Sold | Inventory:Inventory Asset | 0 | 16x20x2 Mini Pleat 75% | 12 | 47.5 | Freudenberg Filtration Technologies, L.P. |  | 88 |  | MINI75-2/60 |  | 16x20x2 | 16 | 20 | 2 | 75% | 12 | f
| Active | Inventory Part | MINI75-2/64 | VILEDON 16x24x2 Mini Pleat 75% | Tax | Sales | Cost of Goods Sold | Inventory:Inventory Asset | 0 | 904598 16x24x2 Mini Pleat 75% | 12 | 55 | Freudenberg Filtration Technologies, L.P. |  | 84.23 |  | MINI75-2/64 |  | 16x24x2 | 16 | 24 | 2 | 75% | 12 | f
| Active | Inventory Part | MINI75-2/65 | VILEDON 16x25x2 Mini Pleat 75% | Tax | Sales | Cost of Goods Sold | Inventory:Inventory Asset | 0 | 901170 16x25x2 Mini Pleat 75% | 11 | 51.5 | Freudenberg Filtration Technologies, L.P. |  | 84.23 |  | MINI75-2/65 |  | 16x25x2 | 16 | 25 | 2 | 75% | 12 | f
| Active | Inventory Part | MINI75-4/44 | VILEDON 24x24x4 Mini Pleat 75% | Tax | Sales | Cost of Goods Sold | Inventory:Inventory Asset | 0 | 901408 24x24x4 Mini Pleat 75% | 15 | 75.5 | Freudenberg Filtration Technologies, L.P. |  | 96.45 |  | MINI75-4/44 |  | 24x24x4 | 24 | 24 | 4 | 75% | 12 | f
| Active | Inventory Part | MINI85-2/24 | VILEDON 12x24x4 MiniPleat 85% | Tax | Sales | Cost of Goods Sold | Inventory:Inventory Asset | 0 | 901502 12x24x4 MiniPleat 85% | 0 | 61.5 | Freudenberg Filtration Technologies, L.P. |  | 75 |  | MINI85-2/24 |  | 12x24x4 | 12 | 24 | 4 | 85% | 13 | f
| Active | Inventory Part | MINI85-2/24. | VILEDON 12x24x2 MiniPleat 85% | Tax | Sales | Cost of Goods Sold | Inventory:Inventory Asset | 0 | 12x24x2 MiniPleat 85% | 0 | 53 | Freudenberg Filtration Technologies, L.P. |  | 108 |  | MINI85-2/24 |  | 12x24x2 | 12 | 24 | 2 | 85% | 13 | f
| Active | Inventory Part | MINI85-2/44 | VILEDON 24x24x2 MiniPleat 85% | Tax | Sales | Cost of Goods Sold | Inventory:Inventory Asset | 0 | 24x24x2 MiniPleat 85% | 0 | 67 | Freudenberg Filtration Technologies, L.P. |  | 136 |  | MINI85-2/44 |  | 24x24x2 | 24 | 24 | 2 | 85% | 13 | f
| Active | Inventory Part | MINI85-2/60 | VILEDON 16x20x2 MiniPleat 85% | Tax | Sales | Cost of Goods Sold | Inventory:Inventory Asset | 0 | 73085236 16x20x2 MiniPleat 85% | 6 | 50 | Freudenberg Filtration Technologies, L.P. |  | 114.62 |  | MINI85-2/60 |  | 16x20x2 | 16 | 20 | 2 | 85% | 13 | f
| Active | Inventory Part | MINI85-4/04 | VILEDON 20x24x4 MiniPleat 85% | Tax | Sales | Cost of Goods Sold | Inventory:Inventory Asset | 0 | 9011573 20x24x4 MiniPleat 85% | 0 | 61 | Freudenberg Filtration Technologies, L.P. |  | 93.84 |  | MINI85-4/04 |  | 20x24x4 | 20 | 24 | 4 | 85% | 13 | f
| Active | Inventory Part | MINI85-4/24 | VILEDON 12x24x4 MiniPleat 85% | Tax | Sales | Cost of Goods Sold | Inventory:Inventory Asset | 0 | P/N 73085241- 12x24x4 MiniPleat 85% | 8 | 61.5 | Freudenberg Filtration Technologies, L.P. |  | 78.25 |  | MINI85-4/24 |  | 12x24x4 | 12 | 24 | 4 | 85% | 13 | f
| Active | Inventory Part | MINI85-4/44 | VILEDON 24x24x4 MiniPleat 85% | Tax | Sales | Cost of Goods Sold | Inventory:Inventory Asset | 0 | 901571 24x24x4 MiniPleat 85% | 0 | 79.5 | Freudenberg Filtration Technologies, L.P. |  | 112.3 |  | MINI85-4/44 |  | 24x24x4 | 24 | 24 | 4 | 85% | 13 | f
| Active | Inventory Part | MINI85-4/84 | VILEDON 18x24x4 MiniPleat 85% | Tax | Sales | Cost of Goods Sold | Inventory:Inventory Asset | 0 | 907046 18x24x4 MiniPleat 85% | 0 | 74.5 | Freudenberg Filtration Technologies, L.P. |  | 114.62 |  | MINI85-4/84 |  | 18x24x4 | 18 | 24 | 4 | 85% | 13 | f
| Active | Inventory Part | MINI95-2/05 | VILEDON 20x25x2 MiniPleat 95% | Tax | Sales | Cost of Goods Sold | Inventory:Inventory Asset | 0 | 901511 20x25x2 MiniPleat 95% | 0 | 56.5 | Freudenberg Filtration Technologies, L.P. |  | 81.42 |  | MINI95-2/05 |  | 20x25x2 | 20 | 25 | 2 | 95% | 16 | f
| Active | Inventory Part | MINI95-2/24 | VILEDON 12x24x2 Mini Pleat 95% | Tax | Sales | Cost of Goods Sold | Inventory:Inventory Asset | 0 | 12x24x2 Mini Pleat 95% | 0 | 0 | Freudenberg Filtration Technologies, L.P. |  | 0 |  | MINI95-2/24 |  | 12x24x2 | 12 | 24 | 2 | 95% | 16 | f
| Active | Inventory Part | MINI95-2/44 | VILEDON 24x24x2 Mini Pleat 95% | Tax | Sales | Cost of Goods Sold | Inventory:Inventory Asset | 0 | 24x24x2 Mini Pleat 95% | 0 | 69.5 | Freudenberg Filtration Technologies, L.P. |  | 0 |  | MINI95-2/44 |  | 24x24x2 | 24 | 24 | 2 | 95% | 16 | f
| Active | Inventory Part | MINI95-4/24 | VILEDON 12x24x4 MiniPleat 95% | Tax | Sales | Cost of Goods Sold | Inventory:Inventory Asset | 0 | 901415 12x24x4 MiniPleat 95% | 0 | 53.5 | Freudenberg Filtration Technologies, L.P. |  | 86.19 |  | MINI95-4/24 |  | 12x24x4 | 12 | 24 | 4 | 95% | 16 | f
| Active | Inventory Part | MINI95-4/44 | VILEDON 24x24x4 MiniPleat 95% | Tax | Sales | Cost of Goods Sold | Inventory:Inventory Asset | 0 | 901168 24x24x4 MiniPleat 95% | 0 | 67 | Freudenberg Filtration Technologies, L.P. |  | 95.71 |  | MINI95-4/44 |  | 24x24x4 | 24 | 24 | 4 | 95% | 16 | f
| Active | Inventory Part | MINI95-4/65 | Viledon 16x25x4 Mini95 Pleat Filter | Tax | Sales | Cost of Goods Sold | Inventory:Inventory Asset | 0 | 901169 16x25x4 Mini Pleat 95% | 0 | 73 | Freudenberg Filtration Technologies, L.P. |  | 122 |  |  |  | 16x25x4 | 16 | 25 | 4 |  | 16 | f
| Active | Inventory Part | MINICP | VILEDON Carbon Mini CP Filter | Tax | Sales | Cost of Goods Sold | Inventory:Inventory Asset | 0 | MiniCP..Mini CarboPleat | 10 | 43.79 | Freudenberg Filtration Technologies, L.P. |  | 0 |  | MINICP | [6 empty] | 16 | f
| Active | Inventory Part | MINICP-4/04 | Viledon 20x24x4 Carbon Mini CP Filter | Tax | Sales | Cost of Goods Sold | Inventory:Inventory Asset | 0 | 6904584; MiniCP-4/44 ..20x24x4 Mini CarboPleat | 0 | 85 | Freudenberg Filtration Technologies, L.P. |  | 118.33 |  | MINICP-4/04 |  | 20x24x4 | 20 | 24 | 4 |  | 7 | f
| Active | Inventory Part | MINICP-4/05 | Viledon 20x25x4 Carbon Mini CP Filter | Tax | Sales | Cost of Goods Sold | Inventory:Inventory Asset | 0 | 6905275..20x25x4 Carbon Mini CP Filter | 0 | 110 | Freudenberg Filtration Technologies, L.P. |  | 123.15 |  | MINICP-4/05 |  | 20x25x4 | 20 | 25 | 4 |  | 7 | f
| Active | Inventory Part | MINICP-4/65 | Viledon 16x25x4 Carbon Mini CP Filter | Tax | Sales | Cost of Goods Sold | Inventory:Inventory Asset | 0 | 16x25x4 Mini CarboPleat | 0 | 98 | Freudenberg Filtration Technologies, L.P. |  | 118.33 |  | MINICP-4/65 |  | 16x25x4 | 16 | 25 | 4 |  | 7 | f
| Active | Inventory Part | MINIRF-2/00 | 20x20x2 Mini Roughing Filter | Tax | Sales | Cost of Goods Sold | Inventory:Inventory Asset | 0 | 6905150 20x20x2 Mini Roughing Filter | 4 | 49.5 | Freudenberg Filtration Technologies, L.P. |  | 77.69 |  | MINIRF-2/00 |  | 20x20x2 | 20 | 20 | 2 |  | 7 | f
| Active | Inventory Part | MINIRF-2/05 | 20x25x2 Mini Roughing Filter | Tax | Sales | Cost of Goods Sold | Inventory:Inventory Asset | 0 | 6904588 20x25x2 Mini Roughing Filter | 7 | 55.5 | Freudenberg Filtration Technologies, L.P. |  | 77.69 |  | MINIRF-2/05 |  | 20x25x2 | 20 | 25 | 2 |  | 7 | f
| Active | Inventory Part | MINIRF-2/44 | 24x24x2 Mini Roughing Filter | Tax | Sales | Cost of Goods Sold | Inventory:Inventory Asset | 0 | 904589 24x24x2 Mini Roughing Filter | 122 | 57 | Freudenberg Filtration Technologies, L.P. |  | 77.69 |  | MINIRF-2/44 |  | 24x24x2 | 24 | 24 | 2 |  | 7 | f
| Active | Inventory Part | MINIRF-2/60 | 16x20x2 Mini Roughing Filter | Tax | Sales | Cost of Goods Sold | Inventory:Inventory Asset | 0 | 6906930 16x20x2 Mini Roughing Filter | 15 | 46 | Freudenberg Filtration Technologies, L.P. |  | 77.69 |  | MINIRF-2/60 |  | 16x20x2 | 16 | 20 | 2 |  | 7 | f
| Active | Inventory Part | MINIRF-2/65 | 16x25x2 Mini Roughing Filter | Tax | Sales | Cost of Goods Sold | Inventory:Inventory Asset | 0 | 6907436 16x25x2 Mini Roughing Filter | 14 | 50 | Freudenberg Filtration Technologies, L.P. |  | 77.69 |  | MINIRF-2/65 |  | 16x25x2 | 16 | 25 | 2 |  | 7 | f
| Active | Inventory Part | MINIRF-4/44 | 24x24x4 Mini Roughing Filter | Tax | Sales | Cost of Goods Sold | Inventory:Inventory Asset | 0 | 24x24x4 Mini Roughing Filter | 78 | 62.5 | Freudenberg Filtration Technologies, L.P. |  | 125 |  |  |  | 24x24x4 | 24 | 24 | 4 |  | 7 | f
| Active | Inventory Part | MKF8V2-2024 | 20x24x12 MV-2VF MiniPleat V2/MERV 14 MW | Tax | Sales | Cost of Goods Sold | Inventory Asset | 0 | 20x24x12 MV-2VF MiniPleat V2/MERV 14 MW | 300 | 47.88 | Mikropor America |  | 0 |  | MW-F8-02-2024 |  | 20x24x12 | 20 | 24 | 12 | MERV 14 | 14 | f
| Active | Inventory Part | MKF8V2-2424 | 24X24X12 MV-2VF MiniPleat 2V/ MERV 13 MW | Tax | Sales | Cost of Goods Sold | Inventory Asset | 0 | P/N MW-F7-03: 24X24X12 MV-2VF MiniPleat 2V/ MERV 13 MW | 280 | 54.74 | Mikropor America |  | 0 |  | MW-F8-02-2424 |  | 24X24X12 | 24 | 24 | 12 | MERV 13 | 13 | f
| Active | Inventory Part | ML-122410-3PLY-C | 12x24x10, 3-Ply Cube Filter | Tax | Sales | Cost of Goods Sold | Inventory:Inventory Asset | 0 | 12x24x10, 3-Ply Cube Filter | 0 | 19.52 | M.L. Filters |  | 30.05 |  | ML-122410-3PLY-C |  | 12x24x10 | 12 | 24 | 10 |  | 8 | f
| Active | Inventory Part | ML-122415-3PLY-C | 12x24x15, 3-Ply Cube Filter | Tax | Sales | Cost of Goods Sold | Inventory:Inventory Asset | 0 | 12x24x15, 3-Ply Cube Filter |  | 14.41 | M.L. Filters |  | 19.57 |  |  |  | 12x24x15 | 12 | 24 | 15 |  | 8 | f
| Active | Inventory Part | ML-122415-OA-C | 12" x 24" x 15" Cube Filter w/Antimicrobial | Tax | Sales | Cost of Goods Sold | Inventory:Inventory Asset | 0 | 12" x 24" x 15" Cube Filter w/Antimicrobial | 0 | 19.9 | M.L. Filters |  |  |  | ML-122415-OA-C |  | 12" x 24" x 15" | 12 | 24 | 15 |  | 8 | f
| Active | Inventory Part | ML-122424-OA-C | 12" x 24" x 25" Cube Filter w/Antimicrobial | Tax | Sales | Cost of Goods Sold | Inventory:Inventory Asset | 0 | 12" x 24" x 25" Cube Filter w/Antimicrobial | 0 | 25.18 | M.L. Filters |  | 38.73 |  | ML-122424-OA-C |  | 12" x 24" x 25" | 12 | 24 | 25 |  | 8 | f
| Active | Inventory Part | ML-242410-3PLY-C | 24x24x10, 3-Ply Cube Filter | Tax | Sales | Cost of Goods Sold | Inventory:Inventory Asset | 0 | 24x24x10, 3-Ply Cube Filter | 0 | 20.95 | M.L. Filters |  | 32.23 |  | ML-242410-3PLY-C |  | 24x24x10 | 24 | 24 | 10 |  | 8 | f
| Active | Inventory Part | ML-242415-3PLY-C | 24x24x15, 3-Ply Cube Filter | Tax | Sales | Cost of Goods Sold | Inventory:Inventory Asset | 0 | 24x24x15, 3-Ply Cube Filter |  | 16.98 | M.L. Filters |  | 23.01 |  |  |  | 24x24x15 | 24 | 24 | 15 |  | 8 | f
| Active | Inventory Part | ML-242415-OA-C | 24" x 24" x 15" Cube Filter w/Antimicrobial | Tax | Sales | Cost of Goods Sold | Inventory:Inventory Asset | 0 | 24" x 24" x 15" Cube Filter w/Antimicrobial | 0 | 20.46 | M.L. Filters |  | 27.5 |  | ML-242415-OA-C |  | 24" x 24" x 15" | 24 | 24 | 15 |  | 8 | f
| Active | Inventory Part | MP1320242 | M13 Mini Pleat MPF 20x24x2 | Tax | Sales | Cost of Goods Sold | Inventory:Inventory Asset | 0 | M13 Mini Pleat MPF 20x24x2 | 384 | 4 | Mikropor America |  | 6.97 |  | MP1320242 |  | 20x24x2 | 20 | 24 | 2 |  | 8 | f
| Active | Inventory Part | MP1324242 | M13 Mini Pleat MPF 24x24x2 | Tax | Sales | Cost of Goods Sold | Inventory:Inventory Asset | 0 | M13 Mini Pleat MPF 24x24x2 | 493 | 4 | Mikropor America |  | 6.97 |  | MP1324242 |  | 24x24x2 | 24 | 24 | 2 |  | 8 | f
| Active | Inventory Part | MP214-1620-ZB | MERV 14 Zero-Bypass 16x20x2 | Tax | Sales | Cost of Goods Sold | Inventory:Inventory Asset | 0 | MERV 14 Zero-Bypass 16x20x2 | 0 | 46.43 | Columbus Industries, Inc. |  | 68.32 |  | MP214-1620-ZB |  | 16x20x2 | 16 | 20 | 2 | MERV 14 | 14 | f
| Active | Inventory Part | MP214-2020-ZB | MERV 14 Zero-Bypass 20x20x2 | Tax | Sales | Cost of Goods Sold | Inventory:Inventory Asset | 0 | MERV 14 Zero-Bypass 20x20x2 | 0 | 52.38 | Columbus Industries, Inc. |  | 76.32 |  | MP214-2020-ZB |  | 20x20x2 | 20 | 20 | 2 | MERV 14 | 14 | f
| Active | Inventory Part | MP215-1224-ZB | MERV 15 Zero-Bypass 12x24x2 | Tax | Sales | Cost of Goods Sold | Inventory:Inventory Asset | 0 | MERV 15 Zero-Bypass 12x24x2 | 0 | 49.77 | Columbus Industries, Inc. |  | 71.1 |  | MP215-1224-ZB |  | 12x24x2 | 12 | 24 | 2 | MERV 15 | 15 | f
| Active | Inventory Part | MP215-1620-ZB | MERV 15 Zero-Bypass 16x20x2 | Tax | Sales | Cost of Goods Sold | Inventory:Inventory Asset | 0 | MERV 15 Zero-Bypass 16x20x2 |  | 46.43 | Columbus Industries, Inc. |  | 68.32 |  | MP215-1620-ZB |  | 16x20x2 | 16 | 20 | 2 | MERV 15 | 15 | f
| Active | Inventory Part | MP215-2020-ZB | MERV 15 Zero-Bypass 20x20x2 | Tax | Sales | Cost of Goods Sold | Inventory:Inventory Asset | 0 | MERV 15 Zero-Bypass 20x20x2 |  | 52.38 | Columbus Industries, Inc. |  | 76.32 |  | MP215-2020-ZB |  | 20x20x2 | 20 | 20 | 2 | MERV 15 | 15 | f
| Active | Inventory Part | MP215-2024-ZB | MERV 15 Zero-Bypass 20x24x2 | Tax | Sales | Cost of Goods Sold | Inventory:Inventory Asset | 0 | MERV 15 Zero-Bypass 20x24x2 | 0 | 57.62 | Columbus Industries, Inc. |  | 82.31 |  | MP215-2024-ZB |  | 20x24x2 | 20 | 24 | 2 | MERV 15 | 15 | f
| Active | Inventory Part | MP215-2424-ZB | MERV 15 Zero-Bypass 24x24x2 | Tax | Sales | Cost of Goods Sold | Inventory:Inventory Asset | 0 | MERV 15 Zero-Bypass 24x24x2 | 0 | 58.93 | Columbus Industries, Inc. |  | 84.18 |  | MP215-2424-ZB |  | 24x24x2 | 24 | 24 | 2 | MERV 15 | 15 | f
| Active | Inventory Part | MRM8- 1/1PF | Coalescer Prefilter G4 23.3 x 23.3 x 3.75 Plastic Frame Mini Pleat | Tax | Sales | Cost of Goods Sold | Inventory:Inventory Asset | 0 | Coalescer Prefilter G4 23.3 x 23.3 x 3.75 Plastic Frame Mini Pleat | 260 | 17 | MGT Air Filters |  | 39.1 |  |  |  | 23.3 x 23.3 x 3.75 | 23.3 | 23.3 | 3.75 |  | 8 | f
| Active | Inventory Part | MRM8- 1/2PF | Coalescer Prefilter G4 11.3 x 23.3 x 3.75 Plastic Frame Mini Pleat | Tax | Sales | Cost of Goods Sold | Inventory:Inventory Asset | 0 | Coalescer Prefilter G4 11.3 x 23.3 x 3.75 Plastic Frame Mini Pleat | 90 | 24 | MGT Air Filters |  | 37.92 |  |  |  | 11.3 x 23.3 x 3.75 | 11.3 | 23.3 | 3.75 |  | 8 | f
| Active | Inventory Part | MRM8- GT-LM6 | LM6000 Guard Door Coalescer Prefilter G4 23.3 x 23.3 x 3� Plastic Frame Mini Pleat | Tax | Sales | Cost of Goods Sold | Inventory:Inventory Asset | 0 | LM6000 Guard Door Coalescer Prefilter G4 23.3 x 23.3 x 3� Plastic Frame Mini Pleat | 780 | 0 | MGT Air Filters |  | 0 |  |  |  | 23.3 x 23.3 | 23.3 | 23.3 | 3 |  | 8 | f
| Active | Inventory Part | MV75 1/1- DSG NR | 24x24x12 DSG 75% V-Bank Non Recessed | Tax | Sales | Cost of Goods Sold | Inventory:Inventory Asset | 0 | 903978 24x24x12 DSG 75% V-Bank Non Recessed | 0 | 94 | Freudenberg Filtration Technologies, L.P. |  | 152.31 |  | MV75 1/1 DSG NR |  | 24x24x12 | 24 | 24 | 12 | 75% | 12 | f
| Active | Inventory Part | MV75 1/1 RP | Viledon 24x24x12 75% V-Bank | Tax | Sales | Cost of Goods Sold | Inventory:Inventory Asset | 0 | 904386 24x24x12 75% V-Bank | 0 | 69 | Freudenberg Filtration Technologies, L.P. |  | 115 |  | MV75 1/1 RP |  | 24x24x12 | 24 | 24 | 12 | 75% | 12 | f
| Active | Inventory Part | MV75 1/2- DSG NR | VILEDON 12x24x12 DSG 75% V-Bank Non Recessed | Tax | Sales | Cost of Goods Sold | Inventory:Inventory Asset | 0 | 904010 12x24x12 DSG 75% V-Bank Non Recessed | 0 | 72 | Freudenberg Filtration Technologies, L.P. |  | 120.56 |  | MV75 1/2- DSG NR |  | 12x24x12 | 12 | 24 | 12 | 75% | 12 | f
| Active | Inventory Part | MV85 1/1-NR | 24x24x12 85% V-Bank Non Recessed | Tax | Sales | Cost of Goods Sold | Inventory:Inventory Asset | 0 | 903978 24x24x12 85% V-Bank Non Recessed | 0 | 101 | Freudenberg Filtration Technologies, L.P. |  | 202 |  | MV85 1/1 NR |  | 24x24x12 | 24 | 24 | 12 | 85% | 13 | f
| Active | Inventory Part | MV85 1/1 RP-Non Recess | Viledon 24x24x12 RP 85% M13 V-Bank Non-Recessed w/DSG | Tax | Sales | Cost of Goods Sold | Inventory:Inventory Asset | 0 | 24x24x12 RP M13 85% V-Bank Non-Recessed | 0 | 101 | Freudenberg Filtration Technologies, L.P. |  | 202 |  | MV85 1/1 RP-Non Recess |  | 24x24x12 | 24 | 24 | 12 | 85% | 13 | f
| Active | Inventory Part | MV85 5/6 RP-Non Recess | Viledon 20x24x12 RP 85% M13 V-Bank Non-Recessed w/DSG | Tax | Sales | Cost of Goods Sold | Inventory:Inventory Asset | 0 | MV85 20x24x12 RP M13 V-Bank Non-Recessed | 0 | 99 | Freudenberg Filtration Technologies, L.P. |  | 198 |  | MV85 5/6 RP-Non Recess |  | 20x24x12 | 20 | 24 | 12 | 85% | 13 | f
| Active | Inventory Part | MV95 1/1 Non Recess | Viledon 24x24x12 96% V-Bank Non-Recessed w/DSG | Tax | Sales | Cost of Goods Sold | Inventory:Inventory Asset | 0 | 6904424 24x24x12 96% V- Bank Non-Recessed | 1175 | 80 | Freudenberg Filtration Technologies, L.P. |  | 126.53 |  | MV95 1/1 Non Recess |  | 24x24x12 | 24 | 24 | 12 | 96% | 16 | f
| Active | Inventory Part | MV95 1/1 Recess | 6904370 24x24x13 96% V- Bank Recess | Tax | Sales | Cost of Goods Sold | Inventory:Inventory Asset | 0 | 6904370 24x24x13 96% V- Bank Recess | 0 | 75 | Freudenberg Filtration Technologies, L.P. |  | 112.14 |  | MV95 1/1 Recess |  | 24x24x13 | 24 | 24 | 13 | 96% | 16 | f
| Active | Inventory Part | MV95 1/1 RP-Non Recess | Viledon 24x24x12 rp 96% V-Bank Non-Recessed w/DSG | Tax | Sales | Cost of Goods Sold | Inventory:Inventory Asset | 0 | 904380 24x24x12 RP 95% V-Bank Non-Recessed | 0 | 71 | Freudenberg Filtration Technologies, L.P. |  | 106.42 |  | MV95 1/1 RP-Non Recess |  | 24x24x12 | 24 | 24 | 12 | 96% | 16 | f
| Active | Inventory Part | MV95 1/2 Non Recess | Viledon 12x24x12 96% V-Bank Non-Recessed w/DSG | Tax | Sales | Cost of Goods Sold | Inventory:Inventory Asset | 0 | 904446 12x24x12 96% V-Bank Non- Recessed | 395 | 56 | Freudenberg Filtration Technologies, L.P. |  | 110.93 |  | MV95 1/2 Non Recess |  | 12x24x12 | 12 | 24 | 12 | 96% | 16 | f
| Active | Inventory Part | MV95 1/2 RP-Non Recess | Viledon 12x24x12 RP 96% V-Bank Non-Recessed w/DSG | Tax | Sales | Cost of Goods Sold | Inventory:Inventory Asset | 0 | 12x24x12 RP 95% V-Bank Non-Recessed | 0 | 80 | Freudenberg Filtration Technologies, L.P. |  | 160 |  | MV95 1/2 RP-Non Recess |  | 12x24x12 | 12 | 24 | 12 | 96% | 16 | f
| Active | Inventory Part | MV95 5/5 Non Recess | Viledon 20x20x12 95% V-Bank Non-Recessed w/DSG | Tax | Sales | Cost of Goods Sold | Inventory:Inventory Asset | 0 | 902397 20x20x12 MV95 5/5 Non-Recessed | 125 | 104 | Freudenberg Filtration Technologies, L.P. |  | 130.38 |  | MV95 5/5 Non Recess |  | 20x20x12 | 20 | 20 | 12 | 95% | 16 | f
| Active | Inventory Part | MV95 5/6 RP-Non Recess | Viledon 20x24x12 RP 96% V-Bank Non-Recessed w/DSG | Tax | Sales | Cost of Goods Sold | Inventory:Inventory Asset | 0 | 20x24x12 RP 95% V-Bank Non-Recessed | 0 | 102 | Freudenberg Filtration Technologies, L.P. |  | 204 |  | MV95 5/6 RP-Non Recess |  | 20x24x12 | 20 | 24 | 12 | 96% | 16 | f
| Active | Inventory Part | MV95 5/6 Non Recess | Viledon 20x24x12 95% V-Bank Non-Recessed w/DSG | Tax | Sales | Cost of Goods Sold | Inventory:Inventory Asset | 0 | 904456 20x24x12 Non-Recessed 95% V-Bank | 259 | 101.5 | Freudenberg Filtration Technologies, L.P. |  | 156.53 |  | MV95 5/6 Non Recess |  | 20x24x12 | 20 | 24 | 12 | 95% | 16 | f
| Active | Inventory Part | N0134A34.5 | 16x11�x 34� GT Cylinder Cartridge - Blended Cellulose - MERV11 - open/open - 354 ft� | Tax | Sales | Cost of Goods Sold | Inventory:Inventory Asset | 0 | 16 x11�x34� GT Cylinder Cartridge - Blended Cellulose - MERV11 - open/open - 354 ft� |  | 81.45 | NXTNANO, LLC |  | 162.9 |  | N0134A34.5 | [5 empty] | MERV11 | 11 | f
| Active | Inventory Part | N0135B22 | 16x11�x22 GT Cylinder Cartridge - Blended Cellulose - MERV11 - open/closed - 226 ft� | Tax | Sales | Cost of Goods Sold | Inventory:Inventory Asset | 0 | 16 x11�x22GT Cylinder Cartridge - Blended Cellulose - MERV11 - open/closed - 226 ft� |  | 64.9 | NXTNANO, LLC |  | 129.8 |  | N0135B22 | [5 empty] | MERV11 | 11 | f
| Active | Inventory Part | N0218D26 | 12.75 x 8.38 x 26 w/ Tenkay flange - MERV 15 cellulose | Tax | Sales | Cost of Goods Sold | Inventory:Inventory Asset | 0 | 12.75 x 8.38 x 26 w/ Tenkay flange - MERV 15 cellulose | 0 | 57.94 | NXTNANO, LLC |  | 89.13 |  | N0218D26 |  | 12.75 x 8.38 x 26 | 12.75 | 8.38 | 26 | MERV 15 | 15 | f
| Active | Inventory Part | N0218D34 | 12.75 x 8.38 x 34 w/ Tenkay flange - MERV 15 cellulose | Tax | Sales | Cost of Goods Sold | Inventory:Inventory Asset | 0 | 12.75 x 8.38 x 34 w/ Tenkay flange - MERV 15 cellulose | 0 | 71.9 | NXTNANO, LLC |  | 110.61 |  | N0218D34 |  | 12.75 x 8.38 x 34 | 12.75 | 8.38 | 34 | MERV 15 | 15 | f
| Active | Inventory Part | N1412V12NG | 12" x 24" x 12" MERV 16 Synthetic V Cell filter | Tax | Sales | Cost of Goods Sold | Inventory:Inventory Asset | 0 | 12" x 24" x 12" MERV 16 Synthetic V Cell filter. 96 sq.ft of media. ABS Frame No Gasketing W/UL Rating | 17 | 52 | NXTNANO, LLC |  | 0 |  | N1412V12NG |  | 12" x 24" x 12" | 12 | 24 | 12 | MERV 16 | 16 | f
| Active | Inventory Part | N2314B26 | 12.75" x 26" Open-Closed Cylindrical Cartridge - 1.18" Bolt Hole - Inner & Outer Expanded Metal - 10.25" ID Gasket 0.5" x 0.5" - Blended Cellulose w/ nano - MERV 13 - 224 ft2 | Tax | Sales | Cost of Goods Sold | Inventory:Inventory Asset | 0 | 12.75" x 26" Open-Closed Cylindrical Cartridge - 1.18" Bolt Hole - Inner & Outer Expanded Metal - 10.25" ID Gasket 0.5" x 0.5" - Blended Cellulose w/ nano - MERV 13 - 224 ft2 | 0 | 51.85 | NXTNANO, LLC |  | 16.42 |  | N2314B26 |  | 12.75" x 26" | 12.75 | 26 |  | MERV 13 | 13 | f
| Active | Inventory Part | N2413B26 | 12.75" x 8.38" x 26" Open-Closed Cylindrical Cartridge - 0.55" Bolt Hole - Inner & Outer Expanded Metal - 10.25" ID Gasket 0.5" x 0.5" - Blended Cellulose w/ Nano - MERV 16 | Tax | Sales | Cost of Goods Sold | Inventory:Inventory Asset | 0 | 12.75" x 8.38" x 26" Open-Closed Cylindrical Cartridge - 0.55" Bolt Hole - Inner & Outer Expanded Metal - 10.25" ID Gasket 0.5" x 0.5" - Blended Cellulose w/ Nano - MERV 16 | 0 | 60.46 | NXTNANO, LLC |  | 0 |  | N2413B26 |  | 12.75" x 8.38" x 26" | 12.75 | 8.38 | 26 | MERV 16 | 16 | f
| Active | Inventory Part | N2421C26 | 17.5" x 8.38" x 26" Open-Open Conical Cartridge - Inner & Outer Expanded Metal - 15.75" ID Gasket 0.5" x 0.5" - Blended Cellulose w/ Nano - MERV 16 - 238 ft2 | Tax | Sales | Cost of Goods Sold | Inventory:Inventory Asset | 0 | 17.5" x 8.38" x 26" Open-Open Conical Cartridge - Inner & Outer Expanded Metal - 15.75" ID Gasket 0.5" x 0.5" - Blended Cellulose w/ Nano - MERV 16 - 238 ft2 | 0 | 68.41 | NXTNANO, LLC |  | 0 |  | N2421C26 |  | 17.5" x 8.38" x 26" | 17.5 | 8.38 | 26 | MERV 16 | 16 | f
| Active | Inventory Part | N242435M8 | 24" x 24" 3.5" High Capacity Pleat..(Exact Size 23.375 x 23.375 x 3.4375) | Tax | Sales | Cost of Goods Sold | Inventory:Inventory Asset | 0 | 24" x 24" 3.5" High Capacity Pleat..(Exact Size 23.375 x 23.375 x 3.4375) | 0 | 9.75 | NXTNANO, LLC |  | 16.42 |  | N242435M8 |  | 24" x 24" | 24 | 24 | 3.5 | 8 | 8 | f
| Active | Inventory Part | N24V12NG | 24" x 24" x 12" MERV 16 Synthetic V Cell filter | Tax | Sales | Cost of Goods Sold | Inventory:Inventory Asset | 0 | 24" x 24" x 12" MERV 16 Synthetic V Cell filter. 190 sq.ft of media. ABS Frame No Gasketing W/UL Rating | 24 | 70 | NXTNANO, LLC |  | 0 |  | N24V12NG |  | 24" x 24" x 12" | 24 | 24 | 12 | MERV 16 | 16 | f
| Active | Inventory Part | N937A | 12.75 x 26 Cylinder Gas Turbine Cartridge - Blended Cellulose w/ Nano Fiber - E10/MERV 16 | Tax | Sales | Cost of Goods Sold | Inventory:Inventory Asset | 0 | 12.75 x 26 Cylinder Gas Turbine Cartridge - Blended Cellulose w/ Nano Fiber - E10/MERV 16 | 0 | 67.2 | NXTNANO, LLC |  | 87.14 |  | N937A |  | 12.75 x 26 | 12.75 | 26 |  | MERV 16 | 16 | f
| Active | Inventory Part | N937B | 17.75 x 26 Conical Gas Turbine Cartridge - Blended Cellulose w/ Nano - E10/MERV16 | Tax | Sales | Cost of Goods Sold | Inventory:Inventory Asset | 0 | 17.75 x 26 Conical Gas Turbine Cartridge - Blended Cellulose w/ Nano - E10/MERV16 | 0 | 79.1 | NXTNANO, LLC |  | 103.57 |  | N937B |  | 17.75 x 26 | 17.75 | 26 |  | MERV16 | 16 | f
| Active | Inventory Part | NC02070H264105103J3 | 24x24x17 Deep 4V Filter ..(Donaldson AE5854401 Equivalent) | Tax | Sales | Cost of Goods Sold | Inventory:Inventory Asset | 0 | 17.5" OD x 14.0" ID x 26" Cylindrical Cartridge, 18.75" Round Flange-Closed, Inner & Outer Expanded Metal, 17.5" ID x 1.0" x 0.5" Gasket, Gasket Under Flange, 80/20 Blended Cellulose w/ Nano, MERV 15, 220 ft2 | 0 | 112.38 | NXTNANO, LLC |  | 414.29 |  | NC02070H264105103J3 |  | 24x24x17 | 24 | 24 | 17 |  | 16 | f
| Active | Inventory Part | NP04460-100 | Breather 0.44oz x 60" x 100 yards | Tax | Sales | Cost of Goods Sold | Inventory:Inventory Asset | 0 | Breather 0.44oz x 60" x 100 yards | 0 | 144.38 | American Nonwoven, Inc. / VFT INC. |  | 288.76 |  | NP04460-100 |  | 60" x 100 | 60 | 100 |  |  |  | m
| Active | Inventory Part | NXT-N2124V17 | 24x24x17 Deep 4V Filter ..(Donaldson AE5854401 Equivalent) | Tax | Sales | Cost of Goods Sold | Inventory:Inventory Asset | 0 | 24x24x17 Deep 4V Filter ..(Donaldson AE5854401 Equivalent) |  | 290 | NXTNANO, LLC |  | 414.29 |  | N2124V17 |  | 24x24x17 | 24 | 24 | 17 |  | 16 | f
| Active | Inventory Part | NXT-N501-FL | Tenkay 12.75" x 26" Cylindrical GT Cartridge - Blended Cellulose w/ Nano Fiber MERV 15/16 | Tax | Sales | Cost of Goods Sold | Inventory:Inventory Asset | 0 | 10-K / Tenkay 12.75" x 26" Cylindrical GT Cartridge - Blended Cellulose w/ Nano Fiber MERV 15/16 | 0 | 57 | NXTNANO, LLC |  | 114 |  | N501-FL |  | 12.75" x 26" | 12.75 | 26 |  | MERV 15 | 15 | f
| Active | Inventory Part | NXT-N9-COMP-LM6 | 17.5x14 IDx26 L Composite Cansiter MERV15 Nano Blended | Tax | Sales | Cost of Goods Sold | Inventory:Inventory Asset | 0 | 17.5x14 IDx26 L Composite Cansiter MERV15 Nano Blended | 0 | 0 | NXTNANO, LLC |  | 144 |  |  |  | 17.5x14 | 17.5 | 14 |  | MERV15 | 15 | f
| Active | Inventory Part | NXT-N902A-22 | 12.75" x 22" Cylindrical GT Cartridge -Blended Cellulose - MERV 11 - 190ft� | Tax | Sales | Cost of Goods Sold | Inventory:Inventory Asset | 0 | 12.75" x 22" Cylindrical GT Cartridge -Blended Cellulose - MERV 11 - 190ft� | 0 | 44 | NXTNANO, LLC |  | 62.8 |  | NXT-N902A-22 |  | 12.75" x 22" | 12.75 | 22 |  | MERV 11 | 11 | f
| Active | Inventory Part | NXT-N902A-26 | 12.75" x 26" Cylindrical GT Cartridge -Blended Cellulose - MERV 11 - 224ft� | Tax | Sales | Cost of Goods Sold | Inventory:Inventory Asset | 0 | 12.75" x 26" Cylindrical GT Cartridge -Blended Cellulose - MERV 11 - 224ft� |  | 46 | NXTNANO, LLC |  | 3.61 |  | NXT-N902A-26 |  | 12.75" x 26" | 12.75 | 26 |  | MERV 11 | 11 | f
| Active | Inventory Part | NXT-N906A | 12.75" x 26" Cylindrical GT Cartridge - Blended Cellulose w/ Nano Fiber MERV 15 | Tax | Sales | Cost of Goods Sold | Inventory:Inventory Asset | 0 | 12.75" x 26" Cylindrical GT Cartridge - Blended Cellulose w/ Nano Fiber MERV 15 | 0 | 56.5 | NXTNANO, LLC |  | 66.75 |  | N906A |  | 12.75" x 26" | 12.75 | 26 |  | MERV 15 | 15 | f
| Active | Inventory Part | NXT-N906B | 17.5" 26" Conical GT Cartridge - Blended Cellulose w/ Nano Fiber MERV 15 | Tax | Sales | Cost of Goods Sold | Inventory:Inventory Asset | 0 | 17.5" 26" Conical GT Cartridge - Blended Cellulose w/ Nano Fiber MERV 15 | 0 | 64.72 | NXTNANO, LLC |  | 81 |  | N906B | [5 empty] | MERV 15 | 15 | f
| Active | Inventory Part | NXT-N909 | 12.75 x 34 Cylinder Gas Turbine Cartridge w/TwistLock Interface - Blended Poly w/ Nano Fiber - MERV15 | Tax | Sales | Cost of Goods Sold | Inventory:Inventory Asset | 0 | 12.75 x 34 Cylinder GT Cartridge, TwistLock Interface - Blended Cellulose/Poly w/ Nano Fiber - MERV15 | 0 | 75.7 | NXTNANO, LLC |  | 151.4 |  | N909 |  | 12.75 x 34 | 12.75 | 34 |  | MERV15 | 15 | f
| Active | Inventory Part | NXT-N909-L | 12.75 x 39 Cylinder Gas Turbine Cartridge w/TwistLock Interface - Blended Poly w/ Nano Fiber - MERV15 | Tax | Sales | Cost of Goods Sold | Inventory:Inventory Asset | 0 | 12.75 x 39 Cylinder GT Cartridge, TwistLock Interface - Blended Cellulose/Poly w/ Nano Fiber - MERV15 | 0 | 86.2 | NXTNANO, LLC |  | 172.4 |  | N909-39 |  | 12.75 x 39 | 12.75 | 39 |  | MERV15 | 15 | f
| Active | Inventory Part | NXT-N910 | 12.75 x 34 Cylinder Gas Turbine Cartridge w/TwistLock Interface - Blended Poly w/ Nano Fiber - E10/MERV 16 | Tax | Sales | Cost of Goods Sold | Inventory:Inventory Asset | 0 | 12.75 x 34 Cylinder GT Cartridge, TwistLock Interface - Blended Cellulose/Poly w/ Nano Fiber - E10/MERV 16 |  | 86.99 | NXTNANO, LLC |  | 174 |  | N910 |  | 12.75 x 34 | 12.75 | 34 |  | MERV 16 | 16 | f
| Active | Inventory Part | NXT-N910-L | 12.75 x 39 Cylinder Gas Turbine Cartridge w/TwistLock Interface - Blended Poly w/ Nano Fiber - E10/MERV 16 | Tax | Sales | Cost of Goods Sold | Inventory:Inventory Asset | 0 | 12.75 x 39 Cylinder GT Cartridge, TwistLock Interface - Blended Cellulose/Poly w/ Nano Fiber - E10/MERV 16 |  | 95.8 | NXTNANO, LLC |  | 191.6 |  | N910-39 |  | 12.75 x 39 | 12.75 | 39 |  | MERV 16 | 16 | f
| Active | Inventory Part | NXT-N922A-CYN | 26" E11 / MERV 13 GDX Cylindrical Filter | Tax | Sales | Cost of Goods Sold | Inventory:Inventory Asset | 0 | N922A..26" GDX Cylindrical Filter; nano/spiderweb 100% Synthetic media, MERV13; (pulsable version w/outer wire cage)..$130 for GDX pair | 0 | 52.17 | NXTNANO, LLC |  | 107.14 |  | N922A-CYN | [5 empty] | MERV 13 | 13 | f
| Active | Inventory Part | NXT-N922B-CON | N922B..26" GDX Conical Filter; nano/spiderweb 100% Synthetic media, MERV 13; (pulsable version w/outer wire cage) | Tax | Sales | Cost of Goods Sold | Inventory:Inventory Asset | 0 | N922B..26" GDX Conical Filter; nano/spiderweb 100% Synthetic media, MERV 13; (pulsable version w/outer wire cage) | 0 | 63.83 | NXTNANO, LLC |  | 124.29 |  | N922B-CON | [5 empty] | MERV 13 | 13 | f
| Active | Inventory Part | NXT-N933-M11 | MERV 11 Gas Turbine, Solar Taurus 70 GTG Conical & Cylindrical Pair ..(11.5 x 16.0 x 34.5 Conical / ..& 11.5 x 16.0 x 22.0 Cylindrical) | Tax | Sales | Cost of Goods Sold | Inventory:Inventory Asset | 0 | NXT Nano P/N NXT-N993-M11 11.5 x 16.0 x 34.5 MERV 11 Filter Conical..&..NXT Nano P/N NXT-N933-M11-22 11.5 x 16.0 x 22.0 MERV 11 Filter, Cylindrical |  | 121.4 | NXTNANO, LLC |  | 162 |  |  |  | 11.5 x 16.0 x 34.5 | 11.5 | 16 | 34.5 | MERV 11 | 11 | f
| Active | Inventory Part | NXT-N937A-22SS | 12.75 x 22 Cylinder Gas Turbine Cartridge - Blended Cellulose w/ Nano Fiber - E10/MERV 16 Stainless Steel Piece Parts | Tax | Sales | Cost of Goods Sold | Inventory:Inventory Asset | 0 | 12.75 x 22 Cylinder Gas Turbine Cartridge - Blended Cellulose w/ Nano Fiber - E10/MERV 16 Stainless Steel piece Parts | 0 | 117.7 | NXTNANO, LLC |  | 210 |  | N937A |  | 12.75 x 22 | 12.75 | 22 |  | MERV 16 | 16 | f
| Active | Inventory Part | NXT-N955A-TDS | 26" Cylindrical Canister Polyester synthetic wet laid nonwoven, synthetic filter - pulsed gas turbine inlet and/or industrial APC filter, G60 Galvanized Expanded Steel | Tax | Sales | Cost of Goods Sold | Inventory:Inventory Asset | 0 | 26" Cylindrical Canister Polyester synthetic wet laid nonwoven, synthetic filter - pulsed gas turbine inlet and/or industrial APC filter, G60 Galvanized Expanded Steel |  | 84.4 | NXTNANO, LLC |  | 0 | [9 empty] | f
| Active | Inventory Part | PA1981 | PA1981 Microlite Inner Air Elem | Tax | Sales | Cost of Goods Sold | Inventory:Inventory Asset | 0 | PA1981 Microlite Inner Air Elem | 0 | 35.13 | Total Filtration Services |  | 67.83 |  | PA1981 | [7 empty] | a
| Active | Inventory Part | PBSHEETHD76001 | Poly Sheeting High Density 76" .001 Mil Thick | Tax | Sales | Cost of Goods Sold | Inventory:Inventory Asset | 0 | Poly Sheeting High Density 76" .001 Mil Thick | 32 | 229 | Komar Alliance |  | 0 |  | PBSHEETHD76001 | [7 empty] | m
| Active | Inventory Part | PCA-1 | 1" P-Clips | Tax | Sales | Cost of Goods Sold | Inventory:Inventory Asset | 0 | 1-1-10-00023 1" P-Clips | 6150 | 0.65 | EFC International |  | 1.75 |  | PCA-1 | [7 empty] | a
| Active | Inventory Part | PCA-2 | 2" P-Clips | Tax | Sales | Cost of Goods Sold | Inventory:Inventory Asset | 0 | 1-1-10-00024 2" P-Clip | 4826 | 0.6 | EFC International |  | 1.85 |  | PCA-2 | [7 empty] | a
| Active | Inventory Part | PCA-3 | 3" P-Clips | Tax | Sales | Cost of Goods Sold | Inventory:Inventory Asset | 0 | 1-1-10-00024 3" P-Clip | 2296 | 0.65 | EFC International |  | 1.85 |  | PCA-3 | [7 empty] | a
| Active | Inventory Part | PCA-4 | 4" P-Clips | Tax | Sales | Cost of Goods Sold | Inventory:Inventory Asset | 0 | 4" P-Clips | 1216 | 0.7 | EFC International |  | 1.85 |  | PCA-4 | [7 empty] | a
| Active | Inventory Part | PCA-5 | 5" P-Clips | Tax | Sales | Cost of Goods Sold | Inventory:Inventory Asset | 0 | 5" P-Clip | 2930 | 0.7 | EFC International |  | 1.85 |  | PCA-5 | [7 empty] | a
| Active | Inventory Part | PCA-6 | 6" P-Clips | Tax | Sales | Cost of Goods Sold | Inventory:Inventory Asset | 0 | 6" P-Clip | 300 | 0.95 | EFC International |  | 1.85 |  | PCA-6 | [7 empty] | a
| Active | Inventory Part | PCA-Spring 12 | 11S000025-99..12" Extension Spring with bracket | Tax | Sales | Cost of Goods Sold | Inventory:Inventory Asset | 0 | 11S000025-99..12" Extension Spring with bracket | 5211 | 2.15 | EFC International |  | 3.9 | [9 empty] | a
| Active | Inventory Part | PF4PS18W0-12 | 12x24x2 PANFIL Self-Supported Synthetic Media Filter w/ Plastic Frame | Tax | Sales | Cost of Goods Sold | Inventory:Inventory Asset | 0 | 12x24x2 PANFIL Self-Supported Synthetic Media Filter w/ Plastic Frame | 0 | 14 | MGT Air Filters |  | 48 |  | PF4PS18W0-0287-0592-048 |  | 12x24x2 | 12 | 24 | 2 |  | 8 | f
| Active | Inventory Part | PF4PS18W0-24 | 24x24x2 PANFIL Self-Supported Synthetic Media Filter w/ Plastic Frame | Tax | Sales | Cost of Goods Sold | Inventory:Inventory Asset | 0 | 24x24x2 PANFIL Self-Supported Synthetic Media Filter w/ Plastic Frame | 0 | 18 | MGT Air Filters |  | 55 |  | PF4PS18W0-0592-0592-048 |  | 24x24x2 | 24 | 24 | 2 |  | 8 | f
| Active | Inventory Part | PF4PS18Z0 | 24x24x3.5 PANFIL Self-Supported Synthetic Media Filter w/ Plastic Frame | Tax | Sales | Cost of Goods Sold | Inventory:Inventory Asset | 0 | 24x24x3.5 PANFIL Self-Supported Synthetic Media Filter w/ Plastic Frame | 0 | 0 | AAF/Flanders Corporation |  | 43.74 |  |  |  | 24x24x3.5 | 24 | 24 | 3.5 |  | 8 | f
| Active | Inventory Part | PLT12-M11-04-PH | 24x24x12 High Efficiency Rigid Cell Filter | Tax | Sales | Cost of Goods Sold | Inventory Asset | 0 | PLT12-M11-04-PH..24x24x12 High Efficiency Rigid Cell Filter | 0 | 78.58 | Parker-Hannifin Corporation |  | 112.26 |  | PLT12-M11-04-PH |  | 24x24x12 | 24 | 24 | 12 |  | 11 | f
| Active | Inventory Part | PP-HC-40-1 | Filter Water 1 Micron Cartridge | Tax | Sales | Cost of Goods Sold | Inventory:Inventory Asset | 0 | Filter Water 1 Micron Cartridge | 0 |  | United Filters |  | 198.53 |  | PP-HC-40-1 |  |  | 7.75 | 9.625 |  |  |  | f
| Active | Inventory Part | PPL-347-S1B-05E | PECO PEACH Polyester Liquid Filter Element, 3" OD x 47" L w/ 2.5"..CS Spring End Cap, 99.9% Efficiency @ 5 Micron | Tax | Sales | Cost of Goods Sold | Inventory:Inventory Asset | 0 | PECO PEACH Polyester Liquid Filter Element, 3" OD x 47" L w/ 2.5"..CS Spring End Cap, 99.9% Efficiency @ 5 Micron | 0 | 72.47 | Precision Filter Products, LLC |  | 102.7 |  | PPL-347-S1B-05E |  |  | 3 | 47 | 2.5 | 99.90% | 17 | f
| Active | Inventory Part | PT434-10 | PT434-10 Hydraulic Element | Tax | Sales | Cost of Goods Sold | Inventory:Inventory Asset | 0 | PT434-10 Hydraulic Element | 0 | 13.82 | Total Filtration Services |  | 28.95 |  |  |  |  | 2.625 | 4.8125 |  |  |  | f
| Active | Inventory Part | PUG12244-65 | 12x24x4 65% Plastic Frame MINI Pleat | Tax | Sales | Cost of Goods Sold | Inventory:Inventory Asset | 0 | PUGH122441O1 - 12 X 24 X 4 MERV 11 PURACELL II 26 GA..METAL HEADER, FACE GUARD AIR EXIT, NOMINAL SIZE, NO..SILICONE | 5 | 81.18 | Glasfloss Industries |  | 122.59 |  | PUG12244-65 |  | 12x24x4 | 12 | 24 | 4 | 65% | 11 | f
| Active | Inventory Part | PUG16204-95 | 16x20x4 95% Plastic Frame MINI Pleat | Tax | Sales | Cost of Goods Sold | Inventory:Inventory Asset | 0 | PUG16204 - 20 X 25 X 4 MERV 15 PURACELL II 26 GA..METAL , FACE GUARD AIR EXIT, NOMINAL SIZE, NO..SILICONE | -6 | 40.72 | Glasfloss Industries |  | 84.9 |  | PUG16204-95 |  | 16x20x4 | 16 | 20 | 4 | 95% | 16 | f
| Active | Inventory Part | PUG20204-65 | 20x20x4 65% Plastic Frame MINI Pleat | Tax | Sales | Cost of Goods Sold | Inventory:Inventory Asset | 0 | PUGH202041O1 - 20 X 20 X 4 MERV 11 PURACELL II 26 GA..METAL HEADER, FACE GUARD AIR EXIT, NOMINAL SIZE, NO..SILICONE | 14 | 87.39 | Glasfloss Industries |  | 126.21 |  | PUG20204-65 |  | 20x20x4 | 20 | 20 | 4 | 65% | 11 | f
| Active | Inventory Part | PUG20204-95 | 20x20x4 95% Plastic Frame MINI Pleat | Tax | Sales | Cost of Goods Sold | Inventory:Inventory Asset | 0 | PUG20204 - 20 X 20 X 4 MERV 15 | 0 | 40.716 | Glasfloss Industries |  | 72.86 |  | PUG20204-95 |  | 20x20x4 | 20 | 20 | 4 | 95% | 16 | f
| Active | Inventory Part | PUG20244-65 | 20x24x4 65% Plastic Frame MINI Pleat | Tax | Sales | Cost of Goods Sold | Inventory:Inventory Asset | 0 | PUGH202441O1 - 20 X 24 X 4 MERV 11 PURACELL II 26 GA..METAL HEADER, FACE GUARD AIR EXIT, NOMINAL SIZE, NO..SILICONE | 7 | 112.42 | Glasfloss Industries |  | 160.92 |  | PUG20244-65 |  | 20x24x4 | 20 | 24 | 4 | 65% | 11 | f
| Active | Inventory Part | PUG20254H-95 | 20x25x4 95% Plastic Frame MINI Pleat | Tax | Sales | Cost of Goods Sold | Inventory:Inventory Asset | 0 | PUGH202541O1 - 20 X 25 X 4 MERV 15 PURACELL II 26 GA..METAL HEADER, FACE GUARD AIR EXIT, NOMINAL SIZE, NO..SILICONE | 0 | 53.97 | Glasfloss Industries |  | 86.04 |  | PUG20254H-95 |  | 20x25x4 | 20 | 25 | 4 | 95% | 16 | f
| Active | Inventory Part | PUPSLRB162049 | 16x20x4 Puracell Plastic Frames MERV 15 | Tax | Sales | Cost of Goods Sold | Inventory Asset | 0 | 16x20x4 Puracell Plastic Frames MERV 15 | 24 | 40.72 | Glasfloss Industries |  | 67.65 |  | PUPSLRB162049 |  | 16x20x4 | 16 | 20 | 4 | MERV 15 | 15 | f
| Active | Inventory Part | SBG202012 | 20x20x12 Synthetic Bag Filter 45%, 5 Pockets | Tax | Sales | Cost of Goods Sold | Inventory:Inventory Asset | 0 | 20x20x12 Synthetic Bag Filter 45%, 5 Pockets | 8 | 18.76 | Glasfloss Industries |  | 43.94 |  | SBG202012 |  | 20x20x12 | 20 | 20 | 12 | 45% | 7 | f
| Active | Inventory Part | SBG20201266 | 20x20x12 Synthetic Bag Filter MERV11 6Pockets | Tax | Sales | Cost of Goods Sold | Inventory:Inventory Asset | 0 | High Efficiency Synthetic Bag, 20.0 inches X 20.0 inches X 12.0 inches MERV 11 Efficiency 6.0 Pockets, Gasket None, Loops None, Standard Header 7/8, Nominal Size | 0 | 25.75 | Glasfloss Industries |  | 31.98 |  | SBG20201266 |  | 20x20x12 | 20 | 20 | 12 | MERV11 | 11 | f
| Active | Inventory Part | SBG20201296 | 20x20x12 Synthetic Bag Merv15, 6-Pocket | Tax | Sales | Cost of Goods Sold | Inventory Asset | 0 | 20x20x12 Synthetic Bag Merv15, 6- Pocket | 0 | 29.42 | Glasfloss Industries |  | 53.26 |  | SBG20201296 |  | 20x20x12 | 20 | 20 | 12 | Merv15 | 15 | f
| Active | Inventory Part | SBG20201566 | 20x20x15 6-Pocket MERV 11 Synthetic Bag Filter | Tax | Sales | Cost of Goods Sold | Inventory Asset | 0 | 20x20x15 6-Pocket MERV 11 Synthetic Bag Filter | 0 | 26.26 | Glasfloss Industries |  | 45.4 |  | SBG20201566 |  | 20x20x15 | 20 | 20 | 15 | MERV 11 | 11 | f
| Active | Inventory Part | SBG20241566 | 20x24x15, 60% Depth Loading Synthetic Pocket Filter (6 pocket) | Tax | Sales | Cost of Goods Sold | Inventory:Inventory Asset | 0 |  | 0 | 0 | Glasfloss Industries |  | 40.61 |  |  |  | 20x24x15 | 20 | 24 | 15 | 60% | 8 | f
| Active | Inventory Part | SBG20241598 | 20x24x15, MERV 15 Depth Loading Synthetic Pocket Filter (8 pocket) | Tax | Sales | Cost of Goods Sold | Inventory:Inventory Asset | 0 | 20x24x15, MERV 15 Depth Loading Synthetic Pocket Filter (8 pocket) | 0 | 33.16 | Glasfloss Industries |  | 33.16 |  |  |  | 20x24x15 | 20 | 24 | 15 | MERV 15 | 15 | f
| Active | Inventory Part | SBG25201596 | 20x25x15 Synthetic Bag Merv 15 6-Pocket | Tax | Sales | Cost of Goods Sold | Inventory Asset | 0 | 20x25x15 Synthetic Bag Merv 15 6-Pocket | 7 | 36.55 | Glasfloss Industries |  | 60.25 |  | SBG25201596 |  | 20x25x15 | 20 | 25 | 15 | Merv 15 | 15 | f
| Active | Inventory Part | SBG25201867 | 25x20x18 6-Pocket MERV11 Synthetic Bag Filter | Tax | Sales | Cost of Goods Sold | Inventory Asset | 0 | 25x20x18 6-Pocket MERV11 Synthetic Bag Filter | 0 | 42.6 | Glasfloss Industries |  | 48.49 |  |  |  | 25x20x18 | 25 | 20 | 18 | MERV11 | 11 | f
| Active | Inventory Part | SHW-CRBN4 | Activated Carbon Filtration Media..1.20M x 20M (0.40" x 4' x 66' Roll) | Tax | Sales | Cost of Goods Sold | Inventory:Inventory Asset | 0 | SHW ..Activated Carbon Filtration Media ..1.20M x 20M (0.40" x 4' x 66' Roll) | -4 | 186 | SHW FILTER-Guangzhou Sun |  | 265.71 |  | SHW-CRBN4 |  | 0.40" x 4 | 0.4 | 4 | 66 |  |  | m
| Active | Inventory Part | SHW-CRBN4-0.5 | Activated Carbon Filtration Media..1.20M x 20M x 15MM (0.50" x 4' x 66' Roll) | Tax | Sales | Cost of Goods Sold | Inventory:Inventory Asset | 0 | SHW ..Activated Carbon Filtration Media ..1.20M x 20M x 15MM (0.50" x 4' x 66' Roll) | 26 | 122.5 | SHW FILTER-Guangzhou Sun |  | 265.71 |  | SHW-CRBN4 |  | 0.50" x 4 | 0.5 | 4 | 66 |  |  | m
| Active | Inventory Part | SHW-CRBN4-0.5:AFC-1031CRBN | Activated Carbon Filtration Media..10"x3�" x .5" | Tax | Sales | Cost of Goods Sold | Inventory:Inventory Asset | 0 | SHW ..Activated Carbon Filtration Media ..1.20M x 20M (0.40" x 4' x 66' Roll) | 0 | 0 | SHW FILTER-Guangzhou Sun |  | 0 |  | SHW-CRBN4 |  |  | 10 | 3 | 5 |  |  | m
| Active | Inventory Part | SL5-4L | Polypropylene String Wound, 5 Micron, 40" Length, DOE w/..Polypropylene Core..***Equivalent to EP5R40P*** | Tax | Sales | Cost of Goods Sold | Inventory:Inventory Asset | 0 | Polypropylene String Wound, 5 Micron, 40" Length, DOE w/..Polypropylene Core..***Equivalent to EP5R40P*** | 0 | 8.24 | Industrial Filtration, Inc. |  | 12.68 |  | SL5-4L |  |  |  | 40 |  |  |  | f
| Active | Inventory Part | SMP-11AT24242 | 24x24x2 MERV 11 (50-55%) Plastic Frame Synthetic Mini Pleat Filte | Tax | Sales | Cost of Goods Sold | Inventory:Inventory Asset | 0 | 24x24x2 MERV 11 (50-55%) Plastic Frame Synthetic Mini Pleat Filte | 0 | 29.03 | Aeolus Corporation |  | 0 |  | SMP-11AT24242 |  | 24x24x2 | 24 | 24 | 2 | MERV 11 | 11 | f
| Active | Inventory Part | SMP-14EE16202 | 16x20x2 MERV 14 Synthetic Mini Pleat Filter | Tax | Sales | Cost of Goods Sold | Inventory:Inventory Asset | 0 | 16x20x2 MERV 14 Synthetic Mini Pleat Filter | 0 | 26.22 | Aeolus Corporation |  | 46.33 |  | SMP-14EE16202 |  | 16x20x2 | 16 | 20 | 2 | MERV 14 | 14 | f
| Active | Inventory Part | SMP-14EE16242 | 16x24x2 MERV 14 Synthetic Mini Pleat Filter | Tax | Sales | Cost of Goods Sold | Inventory:Inventory Asset | 0 | 16x24x2 MERV 14 Synthetic Mini Pleat Filter | 0 | 27.46 | Aeolus Corporation |  | 54.92 |  | SMP-14EE16242 |  | 16x24x2 | 16 | 24 | 2 | MERV 14 | 14 | f
| Active | Inventory Part | SMP-14EE20262 | 20x26x2 MERV 14 Synthetic Mini Pleat Filter | Tax | Sales | Cost of Goods Sold | Inventory:Inventory Asset | 0 | 20x26x2 MERV 14 Synthetic Mini Pleat Filter | 0 | 50.81 | Aeolus Corporation |  | 84.16 |  | SMP-14EE20262 |  | 20x26x2 | 20 | 26 | 2 | MERV 14 | 14 | f
| Active | Inventory Part | SMP-14EE24242 | 24x24x2 MERV 14 Synthetic Mini Pleat Filter | Tax | Sales | Cost of Goods Sold | Inventory:Inventory Asset | 0 | 24x24x2 MERV 14 Synthetic Mini Pleat Filter | 0 | 32.41 | Aeolus Corporation |  | 55.86 |  | SMP-14EE24242 |  | 24x24x2 | 24 | 24 | 2 | MERV 14 | 14 | f
| Active | Inventory Part | SMP-15EE12204 | 12x20x4 MERV 15 Mini Pleat Plastic Frame- NO HEADER | Tax | Sales | Cost of Goods Sold | Inventory:Inventory Asset | 0 | 12x20x4 MERV 15 Mini Pleat Plastic Frame- NO HEADER | 9 | 37.38 | Aeolus Corporation |  | 0 |  | SMP-15EE12204 |  | 12x20x4 | 12 | 20 | 4 | MERV 15 | 15 | f
| Active | Inventory Part | SMP-15EE1224HD | 12x24x6 MERV 15 (95-100%) Synthetic Mini Pleat Filter Single Header | Tax | Sales | Cost of Goods Sold | Inventory:Inventory Asset | 0 | 12x24x6 MERV 15 (95-100%) Synthetic Mini Pleat Filter Single Header | 0 | 48.84 | Aeolus Corporation |  | 80.13 |  | SMP-15EE1224HD |  | 12x24x6 | 12 | 24 | 6 | MERV 15 | 15 | f
| Active | Inventory Part | SMP-15EE16206HD | 16x20x6 MERV 15 (95-100%) Synthetic Mini Pleat Filter Single Header | Tax | Sales | Cost of Goods Sold | Inventory:Inventory Asset | 0 | 16x20x6 MER 15 (95-100%) Synthetic Mini Pleat Filter Single Header |  | 76.96 | Aeolus Corporation |  | 128.4 |  | SMP-15EE16206HD |  | 16x20x6 | 16 | 20 | 6 | MERV 15 | 15 | f
| Active | Inventory Part | SMP-15EE20206HD | 20x20x6 MERV 15 (95-100%) Synthetic Mini Pleat Filter Single Header | Tax | Sales | Cost of Goods Sold | Inventory:Inventory Asset | 0 | 20x20x6 MERV 15 (95-100%) Synthetic Mini Pleat Filter Single Header |  | 72.96 | Aeolus Corporation |  | 122.24 |  | SMP-15EE20206HD |  | 20x20x6 | 20 | 20 | 6 | MERV 15 | 15 | f
| Active | Inventory Part | SMP-15EE24126 | 12x24x6 MERV 15 (95-100%) Synthetic Mini Pleat Filter NH | Tax | Sales | Cost of Goods Sold | Inventory:Inventory Asset | 0 | 12x24x6 MERV 15 (95-100%) Synthetic Mini Pleat Filter NH | 0 | 50.79 | Aeolus Corporation |  | 88.13 |  | SMP-15EE24126 |  | 12x24x6 | 12 | 24 | 6 | MERV 15 | 15 | f
| Active | Inventory Part | SMP-15EE24246 | 24x24x6 MERV 15 (95-100%) Synthetic Mini Pleat Filter NH | Tax | Sales | Cost of Goods Sold | Inventory:Inventory Asset | 0 | 24x24x6 MERV 15 (95-100%) Synthetic Mini Pleat Filter NH | 0 | 74.41 | Aeolus Corporation |  | 124.47 |  | SMP-15EE24246 |  | 24x24x6 | 24 | 24 | 6 | MERV 15 | 15 | f
| Active | Inventory Part | SMP-15EE24246HD | 24x24x6 MERV 15 (95-100%) Synthetic Mini Pleat Filter Single Header | Tax | Sales | Cost of Goods Sold | Inventory:Inventory Asset | 0 | 24x24x6 MERV 15 (95-100%) Synthetic Mini Pleat Filter Single Header | 0 | 71.55 | Aeolus Corporation |  | 115.08 |  | SMP-15EE24246HD |  | 24x24x6 | 24 | 24 | 6 | MERV 15 | 15 | f
| Active | Inventory Part | SMP-6011AT16256HD | 16x25x6 MERV11 65% Synthetic Mini Pleat Filter (AEOLUS) | Tax | Sales | Cost of Goods Sold | Inventory:Inventory Asset | 0 | 16x25x6 MERV 11 (65%) Synthetic Mini Pleat Filter w/hdr | 0 | 68.55 | Aeolus Corporation |  | 118 |  |  |  | 16x25x6 | 16 | 25 | 6 | MERV11 | 11 | f
| Active | Inventory Part | SMP-6011AT20256HD | 20x25x6 MERV11 65% Synthetic Mini Pleat Filter (AEOLUS) | Tax | Sales | Cost of Goods Sold | Inventory:Inventory Asset | 0 | 20x25x6 MERV 11 (65%) Synthetic Mini Pleat Filter w/hdr | 0 | 68.55 | Aeolus Corporation |  | 123 |  |  |  | 20x25x6 | 20 | 25 | 6 | MERV11 | 11 | f
| Active | Inventory Part | SMP-6016204 | 16x20x4 MERV 12 Plastic Frame Synthetic Mini Pleat | Tax | Sales | Cost of Goods Sold | Inventory:Inventory Asset | 0 | 16x20x4 MERV 12 Plastic Frame Synthetic Mini Pleat | 0 | 37.62 | Aeolus Corporation |  | 62.87 |  | SMP-6016204 |  | 16x20x4 | 16 | 20 | 4 | MERV 12 | 12 | f
| Active | Inventory Part | SMP-6016244 | 16x24x4 MERV 12 Plastic Frame Synthetic Mini Pleat | Tax | Sales | Cost of Goods Sold | Inventory:Inventory Asset | 0 | 16x24x4 MERV 12 Plastic Frame Synthetic Mini Pleat | 0 | 39.4 | Aeolus Corporation |  | 66.86 |  | SMP-6016244 |  | 16x24x4 | 16 | 24 | 4 | MERV 12 | 12 | f
| Active | Inventory Part | SMP-6024244 | 24x24x4 MERV 12 Plastic Frame Synthetic Mini Pleat | Tax | Sales | Cost of Goods Sold | Inventory:Inventory Asset | 0 | 24x24x4 MERV 12 Plastic Frame Synthetic Mini Pleat | 0 | 49.09 | Aeolus Corporation |  | 75.12 |  | SMP-6024244 |  | 24x24x4 | 24 | 24 | 4 | MERV 12 | 12 | f
| Active | Inventory Part | SMP-95AT16204 | 16x20x4 MERV 15 (95-100%) Synthetic Mini Pleat Filter (AEOLUS) | Tax | Sales | Cost of Goods Sold | Inventory:Inventory Asset | 0 | 16x20x4 MERV 15 (95-100%) Synthetic Mini Pleat Filter | 0 | 54.97 | Aeolus Corporation |  | 70.72 |  |  |  | 16x20x4 | 16 | 20 | 4 | MERV 15 | 15 | f
| Active | Inventory Part | SMP-95AT20202 | 20x20x2 MERV 15 (95-100%) Synthetic Mini Pleat Filter (AEOLUS) | Tax | Sales | Cost of Goods Sold | Inventory:Inventory Asset | 0 | 20x20x2 MERV 15 (95-100%) Synthetic Mini Pleat Filter | 0 | 37.11 | Aeolus Corporation |  | 46.86 |  |  |  | 20x20x2 | 20 | 20 | 2 | MERV 15 | 15 | f
| Active | Inventory Part | SMP-95AT20252 | 20x25x2 MERV 15 (95-100%) Synthetic Mini Pleat Filter (AEOLUS) | Tax | Sales | Cost of Goods Sold | Inventory:Inventory Asset | 0 | 20x25x2 MERV 15 (95-100%) Synthetic Mini Pleat Filter | 0 | 37.11 | Aeolus Corporation |  | 46.86 |  |  |  | 20x25x2 | 20 | 25 | 2 | MERV 15 | 15 | f
| Active | Inventory Part | SMP-95AT20254 | 20x25x4 MERV 15 (95-100%) Synthetic Mini Pleat Filter (AEOLUS) | Tax | Sales | Cost of Goods Sold | Inventory:Inventory Asset | 0 | 20x25x4 MERV 15 (95-100%) Synthetic Mini Pleat Filter | 0 |  | Aeolus Corporation | [5 empty] | 20x25x4 | 20 | 25 | 4 | MERV 15 | 15 | f
| Active | Inventory Part | SMP-95AT24122 | 12x24x2 MERV 15 (95-100%) Synthetic Mini Pleat Filter (AEOLUS) | Tax | Sales | Cost of Goods Sold | Inventory:Inventory Asset | 0 | 12x24x2 MERV 15 (95-100%) Synthetic Mini Pleat Filter | 0 | 0 | Aeolus Corporation |  | 34.4 |  |  |  | 12x24x2 | 12 | 24 | 2 | MERV 15 | 15 | f
| Active | Inventory Part | SMP-95AT24202 | 20x24x2 MERV 15 (95-100%) Synthetic Mini Pleat Filter (AEOLUS) | Tax | Sales | Cost of Goods Sold | Inventory:Inventory Asset | 0 | 20x24x2 MERV 15 (95-100%) Synthetic Mini Pleat Filter | 6 | 37.11 | Aeolus Corporation |  | 46.86 |  |  |  | 20x24x2 | 20 | 24 | 2 | MERV 15 | 15 | f
| Active | Inventory Part | SMP-95AT24242 | 24x24x2 MERV 15 (95-100%) Synthetic Mini Pleat Filter (AEOLUS) | Tax | Sales | Cost of Goods Sold | Inventory:Inventory Asset | 0 | 24x24x2 MERV 15 (95-100%) Synthetic Mini Pleat Filter | 0 | 39.31 | Aeolus Corporation |  | 49.64 |  |  |  | 24x24x2 | 24 | 24 | 2 | MERV 15 | 15 | f
| Active | Inventory Part | SMP-95AT24244 | 24x24x4 MERV 15 Synthetic Mini Pleat Filter | Tax | Sales | Cost of Goods Sold | Inventory:Inventory Asset | 0 | 24x24x4 MERV 15 (95-100%) Synthetic Mini Pleat Filter | 0 | 60.25 | Aeolus Corporation |  | 86.07 |  | SMP-95AT24244 |  | 24x24x4 | 24 | 24 | 4 | MERV 15 | 15 | f
| Active | Inventory Part | SMP-98AT16204 | 16x20x4 MERV 16 (95-100%) Synthetic Mini Pleat Filter (AEOLUS) | Tax | Sales | Cost of Goods Sold | Inventory:Inventory Asset | 0 | 16x20x4 MERV 16 (95-100%) Synthetic Mini Pleat Filter | 0 | 64.82 | Aeolus Corporation |  | 0 |  | SMP-98AT16204 |  | 16x20x4 | 16 | 20 | 4 | MERV 16 | 16 | f
| Active | Inventory Part | SMP-98AT20202 | 20x20x2 MERV 16 (95-100%) Synthetic Mini Pleat Filter (AEOLUS) | Tax | Sales | Cost of Goods Sold | Inventory:Inventory Asset | 0 | 20x20x2 MERV 16 (95-100%) Synthetic Mini Pleat Filter | 9 | 47.49 | Aeolus Corporation |  | 0 |  | SMP-98AT20202 |  | 20x20x2 | 20 | 20 | 2 | MERV 16 | 16 | f
| Active | Inventory Part | SMP-98AT20252 | 20x25x2 MERV 16 (95-100%) Synthetic Mini Pleat Filter (AEOLUS) | Tax | Sales | Cost of Goods Sold | Inventory:Inventory Asset | 0 | 20x25x2 MERV 16 (95-100%) Synthetic Mini Pleat Filter | 5 | 47.49 | Aeolus Corporation |  | 77.06 |  | SMP-98AT20252 |  | 20x25x2 | 20 | 25 | 2 | MERV 16 | 16 | f
| Active | Inventory Part | SMP-98AT24122 | 12x24x2 MERV 16 (95-100%) Synthetic Mini Pleat Filter (AEOLUS) | Tax | Sales | Cost of Goods Sold | Inventory:Inventory Asset | 0 | 12x24x2 MERV 16 (95-100%) Synthetic Mini Pleat Filter | 11 | 31.92 | Aeolus Corporation |  | 0 |  | SMP-98AT24122 |  | 12x24x2 | 12 | 24 | 2 | MERV 16 | 16 | f
| Active | Inventory Part | SMP-98AT24202 | 20x24x2 MERV 16 (95-100%) Synthetic Mini Pleat Filter (AEOLUS) | Tax | Sales | Cost of Goods Sold | Inventory:Inventory Asset | 0 | 20x24x2 MERV 16 (95-100%) Synthetic Mini Pleat Filter | 8 | 47.49 | Aeolus Corporation |  | 0 |  | SMP-98AT24202 |  | 20x24x2 | 20 | 24 | 2 | MERV 16 | 16 | f
| Active | Inventory Part | SMP-98AT24242 | 24x24x2 MERV 16 (95-100%) Synthetic Mini Pleat Filter (AEOLUS) | Tax | Sales | Cost of Goods Sold | Inventory:Inventory Asset | 0 | 24x24x2 MERV 16 (95-100%) Synthetic Mini Pleat Filter | 11 | 49.69 | Aeolus Corporation |  | 0 |  | SMP-98AT24242 |  | 24x24x2 | 24 | 24 | 2 | MERV 16 | 16 | f
| Active | Inventory Part | TAP-18CH80 | 18'' Pallet Wrap 80 Gauge Gold 10 Boxes | Tax | Sales | Cost of Goods Sold | Inventory:Inventory Asset | 0 | 18'' Pallet Wrap 80 Gauge Gold 10 Boxes | 60 | 36 | Universal Elastic & Garment |  | 0 | [9 empty] | a
| Active | Inventory Part | UV Bulb | UV Bulb | Tax | Sales | Cost of Goods Sold | Inventory:Inventory Asset | 0 | UV Bulb..(need to list p/n, size, etc.) | -1 | 37.05 | UVDI UltraViolet Devices, Inc. |  | 0 | [9 empty] | a
| Active | Inventory Part | V-MOD-07-4007 | V-MOD, 18", Single Encapsulated Lamp | Tax | Sales | Cost of Goods Sold | Inventory:Inventory Asset | 0 | V-MOD, 18", Single Encapsulated Lamp | 0 | 84.5 | UVDI UltraViolet Devices, Inc. |  | 112.66 |  | V-MOD-07-4007 | [7 empty] | a
| Active | Inventory Part | V-MOD-07-4008 | V-MOD, 24", Single Encapsulated Lamp | Tax | Sales | Cost of Goods Sold | Inventory:Inventory Asset | 0 | V-MOD, 24", Single Encapsulated Lamp | 0 | 74.75 | UVDI UltraViolet Devices, Inc. |  | 99.67 |  | V-MOD-07-4008 | [7 empty] | a
| Active | Inventory Part | V-MOD-07-4009 | V-MOD, 36", Single Encapsulated Lamp | Tax | Sales | Cost of Goods Sold | Inventory:Inventory Asset | 0 | V-MOD, 36", Single Encapsulated Lamp | 0 | 84.5 | UVDI UltraViolet Devices, Inc. |  | 112.67 |  | V-MOD-07-4009 | [7 empty] | a
| Active | Inventory Part | V-MOD 17-1031-01 | V-MOD 2, 18" , 120V, No Lamp | Tax | Sales | Cost of Goods Sold | Inventory:Inventory Asset | 0 | V-MOD 2, 18" , 120V, No Lamp | 0 | 189 | UVDI UltraViolet Devices, Inc. |  | 0 |  | V-MOD 17-1031-01 | [7 empty] | a
| Active | Inventory Part | V-MOD 17-1033 | V-MOD 2, 24", 120-240V, No Lamp | Tax | Sales | Cost of Goods Sold | Inventory:Inventory Asset | 0 | V-MOD 2, 24", 120-240V, No Lamp |  | 222 | UVDI UltraViolet Devices, Inc. |  | 317 |  | V-MOD 17-1033 | [7 empty] | a
| Active | Inventory Part | V-MOD 17-1035 | V-MOD 2, 36", 120-240V, No Lamp | Tax | Sales | Cost of Goods Sold | Inventory:Inventory Asset | 0 | V-MOD 2, 36", 120-240V, No Lamp |  | 256 | UVDI UltraViolet Devices, Inc. |  | 365 |  | 17-1035 | [7 empty] | a
| Active | Inventory Part | V-MOD 17-5006-04 | V-MOD, 18" Single Lamp-25 pack | Tax | Sales | Cost of Goods Sold | Inventory:Inventory Asset | 0 | V-MOD, 18" Single Lamp-25 pack | 0 | 273 | UVDI UltraViolet Devices, Inc. |  | 420 |  | V-MOD 17-5006-04 | [7 empty] | a
| Active | Inventory Part | V-MOD 17-5006-05 | V-MOD, 24" Single Lamp-25 pack | Tax | Sales | Cost of Goods Sold | Inventory:Inventory Asset | 0 | V-MOD, 24" Single Lamp-25 pack | 0 | 328.8 | UVDI UltraViolet Devices, Inc. |  | 468 |  | V-MOD 17-5006-05 | [7 empty] | a
| Active | Inventory Part | V-MOD 17-5006-06 | V-MOD, 36" Single Lamp-25 pack | Tax | Sales | Cost of Goods Sold | Inventory:Inventory Asset | 0 | V-MOD, 36" Single Lamp-25 pack | 0 | 393 | UVDI UltraViolet Devices, Inc. |  | 561 |  | V-MOD 17-5006-06 | [7 empty] | a
| Active | Inventory Part | VP/00 | Viledon 20x20x2 Poly Panel | Tax | Sales | Cost of Goods Sold | Inventory:Inventory Asset | 0 | 904113 Viledon 20x20x2 Poly Panel | 132 | 10.425 | Freudenberg Filtration Technologies, L.P. |  | 12.4 |  | VP/00 |  | 20x20x2 | 20 | 20 | 2 |  |  | f
| Active | Inventory Part | VP/05 | Viledon 20x25x2 Poly Panel 20/case | Tax | Sales | Cost of Goods Sold | Inventory:Inventory Asset | 0 | 73099509 Viledon 20x25x2 Poly Panel | 0 | 12.95 | Freudenberg Filtration Technologies, L.P. |  | 21.55 |  | VP/05 |  | 20x25x2 | 20 | 25 | 2 |  |  | f
| Active | Inventory Part | W.D.P. 27212 | Water Distribution Pad 12x72x2 | Tax | Sales | Cost of Goods Sold | Inventory:Inventory Asset | 0 | W.D.P. (Water Distribution Pad) Size 2"H x 72"W x 12"D.. | 452 | 8.27 | Portacool |  | 0 |  |  |  | 12x72x2 | 12 | 72 | 2 |  |  | a
| Active | Inventory Part | WinAir 75 1/1 DSG | Viledon WinAir 75 1/1 24x24x26 (Orange) | Tax | Sales | Cost of Goods Sold | Inventory:Inventory Asset | 0 | 73084195..WinAir 75 1/1 24x24x26 (Orange) |  | 53 | Freudenberg Filtration Technologies, L.P. |  | 88.3 |  | WinAir 75 1/1 DSG |  | 24x24x26 | 24 | 24 | 26 |  | 6 | f
| Active | Inventory Part | WinAir 95 1/1 DSG | Viledon WinAir 95 1/1 24x24x26 (Yellow) | Tax | Sales | Cost of Goods Sold | Inventory:Inventory Asset | 0 | 73084187..WinAir 95 1/1 24x24x26 (Yellow) |  | 54 | Freudenberg Filtration Technologies, L.P. |  | 90 |  | WinAir 95 1/1 DSG |  | 24x24x26 | 24 | 24 | 26 |  | 6 | f
| Active | Inventory Part | WinAir MVP-95 1/1 Non Recess | Viledon 24x24x12 96% V-Bank Non-Recessed w/DSG | Tax | Sales | Cost of Goods Sold | Inventory:Inventory Asset | 0 | 24x24x12 WinAir MVP-95 1/1 Non Recess | 0 | 63 | Freudenberg Filtration Technologies, L.P. |  | 90 |  | WinAir MVP-95 1/1 Non Recess |  | 24x24x12 | 24 | 24 | 12 | 96% | 16 | f
| Active | Inventory Part | WinAir MVP-95 1/2 Non Recess | Viledon 12x24x12 96% V-Bank Non-Recessed w/DSG | Tax | Sales | Cost of Goods Sold | Inventory:Inventory Asset | 0 | 12x24x12 WinAir MVP-95 1/2 Non Recess | 78 | 43 | Freudenberg Filtration Technologies, L.P. |  | 72.14 |  | WinAir MVP-95 1/2 Non Recess |  | 12x24x12 | 12 | 24 | 12 | 96% | 16 | f
| Active | Inventory Part | WinAir Pleat-2 1/1 | MERV8 Pleated Filter 24x24x2 | Tax | Sales | Cost of Goods Sold | Inventory:Inventory Asset | 0 | MERV8 Pleated Filter 24x24x2 |  | 5.25 | Freudenberg Filtration Technologies, L.P. |  | 10.5 |  | 6909026 |  | 24x24x2 | 24 | 24 | 2 | MERV8 | 8 | f
| Active | Inventory Part | WinAir Pleat-2 1/2 | MERV8 Pleated Filter 12x24x2 | Tax | Sales | Cost of Goods Sold | Inventory:Inventory Asset | 0 | MERV8 Pleated Filter 12x24x2 |  | 3.75 | Freudenberg Filtration Technologies, L.P. |  | 7.5 |  | 6909020 |  | 12x24x2 | 12 | 24 | 2 | MERV8 | 8 | f
| Active | Inventory Part | WinAirMVP-85-242412NR | MERV 13, V2, 24x24x12 w/DSG | Tax | Sales | Cost of Goods Sold | Inventory:Inventory Asset | 0 |  | 0 | 0 | Freudenberg Filtration Technologies, L.P. |  | 63.8 |  |  |  | 24x24x12 | 24 | 24 | 12 | MERV 13 | 13 | f
| Active | Inventory Part | ZLN122024AC | 12x20x2 Carbon Impregnated Pleat | Tax | Sales | Cost of Goods Sold | Inventory:Inventory Asset | 0 | 12x20x2 Carbon Impregnated Pleat | 0 | 8.49 | Glasfloss Industries |  | 13.36 |  | ZLN122024AC |  | 12x20x2 | 12 | 20 | 2 |  | 8 | f
| Active | Inventory Part | ZLN12242AC | 12x24x2 Carbon Impregnated Pleat | Tax | Sales | Cost of Goods Sold | Inventory:Inventory Asset | 0 | 12x24x2 Carbon Impregnated Pleat | 136 | 8.58 | Glasfloss Industries |  | 13.5 |  | ZLN12242AC |  | 12x24x2 | 12 | 24 | 2 |  | 8 | f
| Active | Inventory Part | ZLN12244AC | 12x24x4 Carbon Impregnated Pleat | Tax | Sales | Cost of Goods Sold | Inventory:Inventory Asset | 0 | 12x24x4 Carbon Impregnated Pleat | 63 | 14.01 | Glasfloss Industries |  | 21.77 |  | ZLN122444C |  | 12x24x4 | 12 | 24 | 4 |  | 8 | f
| Active | Inventory Part | ZLN13221AC-SP | 13.5x22x1 Special Carbon Impregnated Pleat | Tax | Sales | Cost of Goods Sold | Inventory:Inventory Asset | 0 | 13.5x22x1 Special Carbon Impregnated Pleat | 0 | 21.67 | Glasfloss Industries |  | 33.33 |  | ZLN13221AC-SP |  | 13.5x22x1 | 13.5 | 22 | 1 |  | 8 | f
| Active | Inventory Part | ZLN142024AC | 14x20x2 Carbon Impregnated Pleat | Tax | Sales | Cost of Goods Sold | Inventory:Inventory Asset | 0 | 14x20x2 Carbon Impregnated Pleat | 0 | 8.62 | Glasfloss Industries |  | 15.23 |  | ZLN142024AC |  | 14x20x2 | 14 | 20 | 2 |  | 8 | f
| Active | Inventory Part | ZLN161614AC | 16x16x1 Carbon Impregnated Pleat | Tax | Sales | Cost of Goods Sold | Inventory:Inventory Asset | 0 | 16x16x1 Carbon Impregnated Pleat | 0 | 10.57 | Glasfloss Industries |  | 15.48 |  | ZLN161614AC |  | 16x16x1 | 16 | 16 | 1 |  | 8 | f
| Active | Inventory Part | ZLN161624AC | 16x16x2 Carbon Impregnated Pleat | Tax | Sales | Cost of Goods Sold | Inventory:Inventory Asset | 0 | 16x16x2 Carbon Impregnated Pleat | 56 | 10.45 | Glasfloss Industries |  | 13.25 |  | ZLN161624AC |  | 16x16x2 | 16 | 16 | 2 |  | 8 | f
| Active | Inventory Part | ZLN162024AC | 16x20x2 Carbon Impregnated Pleat | Tax | Sales | Cost of Goods Sold | Inventory:Inventory Asset | 0 | 16x20x2 Carbon Impregnated Pleat | 34 | 9.94 | Glasfloss Industries |  | 16.11 |  | ZLN162024AC |  | 16x20x2 | 16 | 20 | 2 |  | 8 | f
| Active | Inventory Part | ZLN16221AC- SP | 16x22x1 Special Carbon Impregnated Pleat | Tax | Sales | Cost of Goods Sold | Inventory:Inventory Asset | 0 | 16x22x1 Special Carbon Impregnated Pleat | 0 | 24.49 | Glasfloss Industries |  | 37.67 |  | ZLN16221AC- SP |  | 16x22x1 | 16 | 22 | 1 |  | 8 | f
| Active | Inventory Part | ZLN16242AC | 16x24x2 Carbon Impregnated Pleat | Tax | Sales | Cost of Goods Sold | Inventory:Inventory Asset | 0 | 16x24x2 Carbon Impregnated Pleat | 0 | 0 | Glasfloss Industries |  | 0 |  | ZLN16242AC |  | 16x24x2 | 16 | 24 | 2 |  | 8 | f
| Active | Inventory Part | ZLN16251AC | 16x25x1 Carbon Impregnated Pleat | Tax | Sales | Cost of Goods Sold | Inventory:Inventory Asset | 0 | 16x25x1 Carbon Impregnated Pleat | 0 | 0 | Glasfloss Industries |  | 0 |  | ZLN16251AC |  | 16x25x1 | 16 | 25 | 1 |  | 8 | f
| Active | Inventory Part | ZLN162524AC | 16x25x2 Carbon Impregnated Pleat | Tax | Sales | Cost of Goods Sold | Inventory:Inventory Asset | 0 | 16x25x2 Carbon Impregnated Pleat | 264 | 11.99 | Glasfloss Industries |  | 18.39 |  | ZLN162524AC |  | 16x25x2 | 16 | 25 | 2 |  | 8 | f
| Active | Inventory Part | ZLN17221AC-SP | 17x22x1 Special Carbon Impregnated Pleat | Tax | Sales | Cost of Goods Sold | Inventory:Inventory Asset | 0 | 17x22x1 Special Carbon Impregnated Pleat | 0 | 24.79 | Glasfloss Industries |  | 38.13 |  | ZLN17221AC-SP |  | 17x22x1 | 17 | 22 | 1 |  | 8 | f
| Active | Inventory Part | ZLN18242AC | 18x24x2 Carbon Impregnated Pleat | Tax | Sales | Cost of Goods Sold | Inventory:Inventory Asset | 0 | 18x24x2 Carbon Impregnated Pleat | 0 | 11.31 | Glasfloss Industries |  | 19.98 |  | ZLN18242AC |  | 18x24x2 | 18 | 24 | 2 |  | 8 | f
| Active | Inventory Part | ZLN20162AC | 20x16x2 Carbon Impregnated Pleat | Tax | Sales | Cost of Goods Sold | Inventory:Inventory Asset | 0 | 20x16x2 Carbon Impregnated Pleat |  | 0 | Glasfloss Industries |  | 0 |  | ZLN20162AC |  | 20x16x2 | 20 | 16 | 2 |  | 8 | f
| Active | Inventory Part | ZLN20201AC | 20x20x1 Carbon Impregnated Pleat | Tax | Sales | Cost of Goods Sold | Inventory:Inventory Asset | 0 | 20x20x1 Carbon Impregnated Pleat | 36 | 8.39 | Glasfloss Industries |  | 0 |  | ZLN20201AC |  | 20x20x1 | 20 | 20 | 1 |  | 8 | f
| Active | Inventory Part | ZLN20202AC | 20x20x2 Carbon Impregnated Pleat | Tax | Sales | Cost of Goods Sold | Inventory:Inventory Asset | 0 | 20x20x2 Carbon Impregnated Pleat | 120 | 11.76 | Glasfloss Industries |  | 19.75 |  |  |  | 20x20x2 | 20 | 20 | 2 |  | 8 | f
| Active | Inventory Part | ZLN202044AC | 20x20x4 Carbon Impregnated Pleat | Tax | Sales | Cost of Goods Sold | Inventory:Inventory Asset | 0 | 20x20x4 Carbon Impregnated Pleat | 40 | 17.77 | Glasfloss Industries |  | 27.63 |  | ZLN202044AC |  | 20x20x4 | 20 | 20 | 4 |  | 8 | f
| Active | Inventory Part | ZLN20221AC | 20x22x1 Carbon Impregnated Pleat | Tax | Sales | Cost of Goods Sold | Inventory:Inventory Asset | 0 | 20x22x1 Carbon Impregnated Pleat | 0 | 11.43 | Glasfloss Industries |  | 17.88 |  | ZLN20221AC |  | 20x22x1 | 20 | 22 | 1 |  | 8 | f
| Active | Inventory Part | ZLN20241AC-SP | 20x24x1 Carbon Impregnated Pleat | Tax | Sales | Cost of Goods Sold | Inventory:Inventory Asset | 0 | 20x24x1 Carbon Impregnated Pleat | 0 | 9.87 | Glasfloss Industries |  | 15.18 |  | ZLN20241AC-SP |  | 20x24x1 | 20 | 24 | 1 |  | 8 | f
| Active | Inventory Part | ZLN20242AC | 20x24x2 Carbon Impregnated Pleat | Tax | Sales | Cost of Goods Sold | Inventory:Inventory Asset | 0 | 20x24x2 Carbon Impregnated Pleat | 200 | 14.42 | Glasfloss Industries |  | 21.01 |  | ZLN20242AC |  | 20x24x2 | 20 | 24 | 2 |  | 8 | f
| Active | Inventory Part | ZLN20244AC | 20x24x4 Carbon Impregnated Pleat | Tax | Sales | Cost of Goods Sold | Inventory:Inventory Asset | 0 | 20x24x4 Carbon Impregnated Pleat | 57 | 21.58 | Glasfloss Industries |  | 33.5 |  | ZLN20244AC |  | 20x24x4 | 20 | 24 | 4 |  | 8 | f
| Active | Inventory Part | ZLN20252AC | 20x25x2 Carbon Impregnated Pleat | Tax | Sales | Cost of Goods Sold | Inventory:Inventory Asset | 0 | 20x25x2 Carbon Impregnated Pleat | 0 | 12.48 | Glasfloss Industries |  | 22.05 |  | ZLN20252AC |  | 20x25x2 | 20 | 25 | 2 |  | 8 | f
| Active | Inventory Part | ZLN20254AC | 20x25x4 Carbon Impregnated Pleat | Tax | Sales | Cost of Goods Sold | Inventory:Inventory Asset | 0 | 20x25x4 Carbon Impregnated Pleat | 0 | 21.83 | Glasfloss Industries |  | 33.88 |  | ZLN20254AC |  | 20x25x4 | 20 | 25 | 4 |  | 8 | f
| Active | Inventory Part | ZLN203014AC | 20x30x1 Carbon Impregnated Pleat | Tax | Sales | Cost of Goods Sold | Inventory:Inventory Asset | 0 | 20x30x1 Carbon Impregnated Pleat |  | 11.23 | Glasfloss Industries |  | 16.34 |  | ZLN203014AC |  | 20x30x1 | 20 | 30 | 1 |  | 8 | f
| Active | Inventory Part | ZLN24241AC | 24x24x1 Carbon Impregnated Pleat | Tax | Sales | Cost of Goods Sold | Inventory:Inventory Asset | 0 | 24x24x1 Carbon Impregnated Pleat | 24 | 11.06 | Glasfloss Industries |  | 17.32 |  | ZLN24241AC |  | 24x24x1 | 24 | 24 | 1 |  | 8 | f
| Active | Inventory Part | ZLN24242AC | 24x24x2 Carbon Impregnated Pleat | Tax | Sales | Cost of Goods Sold | Inventory:Inventory Asset | 0 | 24x24x2 Carbon Impregnated Pleat | 204 | 16.17 | Glasfloss Industries |  | 25.19 |  | ZLN24242AC |  | 24x24x2 | 24 | 24 | 2 |  | 8 | f
| Active | Inventory Part | ZLN24244AC | 24x24x4 Carbon Impregnated Pleat | Tax | Sales | Cost of Goods Sold | Inventory:Inventory Asset | 0 | 24x24x4 Carbon Impregnated Pleat | 75 | 24.3 | Glasfloss Industries |  | 53.88 |  | ZLN242424C |  | 24x24x4 | 24 | 24 | 4 |  | 8 | f
| Active | Inventory Part | ZLN25251AC | 25x25x1 Carbon Impregnated Pleat | Tax | Sales | Cost of Goods Sold | Inventory:Inventory Asset | 0 | 25x25x1 Carbon Impregnated Pleat |  | 0 | Glasfloss Industries |  | 0 |  | ZLN25251AC |  | 25x25x1 | 25 | 25 | 1 |  | 8 | f
| Active | Inventory Part | ZLP10101 | 10x10x1 MERV10 Standard Capacity Pleat | Tax | Sales | Cost of Goods Sold | Inventory:Inventory Asset | 0 | 10x10x1 MERV10 Standard Capacity Pleat | 67 | 2.69 | Glasfloss Industries |  | 4.44 |  | ZLP10101 |  | 10x10x1 | 10 | 10 | 1 | MERV10 | 10 | f
| Active | Inventory Part | ZLP10161 | 10x16x1 Special MERV10 Standard Capacity Pleat | Tax | Sales | Cost of Goods Sold | Inventory:Inventory Asset | 0 | 10x16x1 Special MERV10 Standard Capacity Pleat | 0 | 5.96 | Glasfloss Industries |  | 8.87 |  | ZLP10161 |  | 10x16x1 | 10 | 16 | 1 | MERV10 | 10 | f
| Active | Inventory Part | ZLP10174SP | 10 � x 17 � x 4 Special MERV10 Standard Capacity Pleat | Tax | Sales | Cost of Goods Sold | Inventory:Inventory Asset | 0 | 10 � x 17 � x 4 Special MERV10 Standard Capacity Pleat | 1 | 12.83 | Glasfloss Industries |  | 20.04 |  | ZLP10174SP | [5 empty] | MERV10 | 10 | f
| Active | Inventory Part | ZLP10181 | 10x18x1 MERV10 Standard Capacity Pleat | Tax | Sales | Cost of Goods Sold | Inventory:Inventory Asset | 0 | 10x18x1 MERV10 Standard Capacity Pleat | 24 | 0 | Glasfloss Industries |  | 3.83 |  | ZLP10181 |  | 10x18x1 | 10 | 18 | 1 | MERV10 | 10 | f
| Active | Inventory Part | ZLP10194SP | 10 � x 19 x 4 Special MERV10 Standard Capacity Pleat | Tax | Sales | Cost of Goods Sold | Inventory:Inventory Asset | 0 | 10 � x 19 x 4 Special MERV10 Standard Capacity Pleat | 12 | 14.31 | Glasfloss Industries |  | 22.32 |  | ZLP10194SP |  | 19 x 4 | 19 | 4 |  | MERV10 | 10 | f
| Active | Inventory Part | ZLP10201 | 10x20x1 MERV10 Standard Capacity Pleat | Tax | Sales | Cost of Goods Sold | Inventory:Inventory Asset | 0 | 10x20x1 MERV10 Standard Capacity Pleat | 313 | 2.78 | Glasfloss Industries |  | 4.73 |  | ZLP10201 |  | 10x20x1 | 10 | 20 | 1 | MERV10 | 10 | f
| Active | Inventory Part | ZLP10202 | 10x20x2 MERV10 Standard Capacity Pleat | Tax | Sales | Cost of Goods Sold | Inventory:Inventory Asset | 0 | 10x20x2 MERV10 Standard Capacity Pleat | 1200 | 2.8 | Glasfloss Industries |  | 4.15 |  | ZLP10202 |  | 10x20x2 | 10 | 20 | 2 | MERV10 | 10 | f
| Active | Inventory Part | ZLP10204SP | 10x20x4 SPECIAL MERV10 Standard Capacity Pleat | Tax | Sales | Cost of Goods Sold | Inventory:Inventory Asset | 0 | 10x20x4 SPECIAL MERV10 Standard Capacity Pleat | 0 | 14.31 | Glasfloss Industries |  | 30.85 |  | ZLP10204SP |  | 10x20x4 | 10 | 20 | 4 | MERV10 | 10 | f
| Active | Inventory Part | ZLP10241 | 10x24x1 MERV10 Standard Capacity Pleat | Tax | Sales | Cost of Goods Sold | Inventory:Inventory Asset | 0 | 10x24x1 MERV10 Standard Capacity Pleat | 199 | 5.48 | Glasfloss Industries |  | 8.73 |  | ZLP10241 |  | 10x24x1 | 10 | 24 | 1 | MERV10 | 10 | f
| Active | Inventory Part | ZLP10251SP | 10x25x1 SPECIAL MERV10 Standard Capacity Pleat | Tax | Sales | Cost of Goods Sold | Inventory:Inventory Asset | 0 | 10x25x1 SPECIAL MERV10 Standard Capacity Pleat | 9 | 7.17 | Glasfloss Industries |  | 11.33 |  | ZLP10251SP |  | 10x25x1 | 10 | 25 | 1 | MERV10 | 10 | f
| Active | Inventory Part | ZLP10252SP | 10x25x2 MERV10 Special Standard Capacity Pleat | Tax | Sales | Cost of Goods Sold | Inventory:Inventory Asset | 0 | 10x25x2 MERV10 Special Standard Capacity Pleat | 8 | 8.08 | Glasfloss Industries |  | 12.73 |  | ZLP10252SP |  | 10x25x2 | 10 | 25 | 2 | MERV10 | 10 | f
| Active | Inventory Part | ZLP10262SP | 10x26x2 Special MERV10 Standard Capacity Pleat | Tax | Sales | Cost of Goods Sold | Inventory:Inventory Asset | 0 | 10x26x2 Special MERV10 Standard Capacity Pleat | 72 | 8.24 | Glasfloss Industries |  | 19.9 |  | ZLP10262SP |  | 10x26x2 | 10 | 26 | 2 | MERV10 | 10 | f
| Active | Inventory Part | ZLP10301 | 10x30x1 MERV10 Standard Capacity Pleat | Tax | Sales | Cost of Goods Sold | Inventory:Inventory Asset | 0 | 10x30x1 MERV10 Standard Capacity Pleat | 42 | 4.95 | Glasfloss Industries |  | 6.72 |  | ZLP10301 |  | 10x30x1 | 10 | 30 | 1 | MERV10 | 10 | f
| Active | Inventory Part | ZLP10302SP | 10x30x2 NOMINAL - Special MERV10 Standard Capacity Pleat | Tax | Sales | Cost of Goods Sold | Inventory:Inventory Asset | 0 | 10x30x2 NOMINAL - Special MERV10 Standard Capacity Pleat | 67 | 9.27 | Glasfloss Industries |  | 14.3 |  | ZLP10302SP |  | 10x30x2 | 10 | 30 | 2 | MERV10 | 10 | f
| Active | Inventory Part | ZLP10401SP | 10x40x1 Special Standard Capacity Pleat | Tax | Sales | Cost of Goods Sold | Inventory:Inventory Asset | 0 | 10x40x1 Special Standard Capacity Pleat | 3 | 6.33 | Glasfloss Industries |  | 29.93 |  | ZLP10401SP |  | 10x40x1 | 10 | 40 | 1 |  | 10 | f
| Active | Inventory Part | ZLP10441SP | 10x44x1 Special MERV10 Standard Capacity Pleat | Tax | Sales | Cost of Goods Sold | Inventory:Inventory Asset | 0 | 10x44x1 Special MERV10 Standard Capacity Pleat | 0 | 0 | Glasfloss Industries |  | 27.93 |  | ZLP10441SP |  | 10x44x1 | 10 | 44 | 1 | MERV10 | 10 | f
| Active | Inventory Part | ZLP10801SP | 10x80x1 Special Standard Capacity Pleat | Tax | Sales | Cost of Goods Sold | Inventory:Inventory Asset | 0 | 10x80x1 Special Standard Capacity Pleat | -2 | 8.83 | Glasfloss Industries |  | 38.3 |  | ZLP10801SP |  | 10x80x1 | 10 | 80 | 1 |  | 10 | f
| Active | Inventory Part | ZLP11141SP | 11x14x1 Special MERV10 Standard Capacity Pleat | Tax | Sales | Cost of Goods Sold | Inventory:Inventory Asset | 0 | 11x14x1 Special MERV10 Standard Capacity Pleat | 0 | 5.74 | Glasfloss Industries |  | 9.13 |  | ZLP11141SP |  | 11x14x1 | 11 | 14 | 1 | MERV10 | 10 | f
| Active | Inventory Part | ZLP11194SP | 11.375 x 19 x 4 Special MERV10 Standard Capacity Pleat | Tax | Sales | Cost of Goods Sold | Inventory:Inventory Asset | 0 | 11.375 x 19 x 4 Special MERV10 Standard Capacity Pleat | 0 | 14.31 | Glasfloss Industries |  | 22.32 |  | ZLP11194SP |  | 11.375 x 19 x 4 | 11.375 | 19 | 4 | MERV10 | 10 | f
| Active | Inventory Part | ZLP11261SP | 11x26x1 Special MERV10 Standard Capacity Pleat | Tax | Sales | Cost of Goods Sold | Inventory:Inventory Asset | 0 | 11x26x1 Special MERV10 Standard Capacity Pleat | 0 | 7.84 | Glasfloss Industries |  | 18.11 |  | ZLP11261SP |  | 11x26x1 | 11 | 26 | 1 | MERV10 | 10 | f
| Active | Inventory Part | ZLP11262SP | 11x26x2 Special MERV10 Standard Capacity Pleat | Tax | Sales | Cost of Goods Sold | Inventory:Inventory Asset | 0 | 11x26x2 Special MERV10 Standard Capacity Pleat | 0 | 7.84 | Glasfloss Industries |  | 20.01 |  | ZLP11262SP |  | 11x26x2 | 11 | 26 | 2 | MERV10 | 10 | f
| Active | Inventory Part | ZLP11264SP | 11.375 x 26.875 x 4 Special MERV10 Standard Capacity Pleat | Tax | Sales | Cost of Goods Sold | Inventory:Inventory Asset | 0 | 11.375 x 26.875 x 4 Special MERV10 Standard Capacity Pleat | 0 | 17.78 | Glasfloss Industries |  | 27.65 |  | ZLP11264SP |  | 11.375 x 26.875 x 4 | 11.375 | 26.875 | 4 | MERV10 | 10 | f
| Active | Inventory Part | ZLP12121 | 12x12x1 MERV10 Standard Capacity Pleat | Tax | Sales | Cost of Goods Sold | Inventory:Inventory Asset | 0 | 12x12x1 MERV10 Standard Capacity Pleat | 36 | 3.38 | Glasfloss Industries |  | 4.45 |  | ZLP12121 |  | 12x12x1 | 12 | 12 | 1 | MERV10 | 10 | f
| Active | Inventory Part | ZLP12122 | 12x12x2 MERV10 Standard Capacity Pleat | Tax | Sales | Cost of Goods Sold | Inventory:Inventory Asset | 0 | 12x12x2 MERV10 Standard Capacity Pleat | 162 | 3.75 | Glasfloss Industries |  | 6.37 |  | ZLP12122 |  | 12x12x2 | 12 | 12 | 2 | MERV10 | 10 | f
| Active | Inventory Part | ZLP12124SP | 12x12x4 MERV10 Special Standard Capacity Pleat | Tax | Sales | Cost of Goods Sold | Inventory:Inventory Asset | 0 | 12x12x4 MERV10 Special Standard Capacity Pleat | 0 | 8.09 | Glasfloss Industries |  | 18.63 |  | ZLP12124SP |  | 12x12x4 | 12 | 12 | 4 | MERV10 | 10 | f
| Active | Inventory Part | ZLP12161SP | 12x16x1 MERV10 Special Standard Capacity Pleat | Tax | Sales | Cost of Goods Sold | Inventory:Inventory Asset | 0 | 12x16x1 MERV10 Special Standard Capacity Pleat | 21 | 5.79 | Glasfloss Industries |  | 9.2 |  | ZLP12161SP |  | 12x16x1 | 12 | 16 | 1 | MERV10 | 10 | f
| Active | Inventory Part | ZLP12162SP | 12x16x2 MERV10 Special Standard Capacity Pleat | Tax | Sales | Cost of Goods Sold | Inventory:Inventory Asset | 0 | 12x16x2 MERV10 Special Standard Capacity Pleat | 0 | 6.33 | Glasfloss Industries |  | 10.03 |  | ZLP12162SP |  | 12x16x2 | 12 | 16 | 2 | MERV10 | 10 | f
| Active | Inventory Part | ZLP12201 | 12x20x1 MERV10 Standard Capacity Pleat | Tax | Sales | Cost of Goods Sold | Inventory:Inventory Asset | 0 | 12x20x1 MERV10 Standard Capacity Pleat | 240 | 2.92 | Glasfloss Industries |  | 4.79 |  | ZLP12201 |  | 12x20x1 | 12 | 20 | 1 | MERV10 | 10 | f
| Active | Inventory Part | ZLP12202 | 12x20x2 MERV10 Standard Capacity Pleat | Tax | Sales | Cost of Goods Sold | Inventory:Inventory Asset | 0 | 12x20x2 MERV10 Standard Capacity Pleat | 177 | 2.93 | Glasfloss Industries |  | 4.81 |  | ZLP12202 |  | 12x20x2 | 12 | 20 | 2 | MERV10 | 10 | f
| Active | Inventory Part | ZLP12241 | 12x24x1 MERV10 Standard Capacity Pleat | Tax | Sales | Cost of Goods Sold | Inventory:Inventory Asset | 0 | 12x24x1 MERV10 Standard Capacity Pleat | 256 | 2.84 | Glasfloss Industries |  | 4.58 |  | ZLP12241 |  | 12x24x1 | 12 | 24 | 1 | MERV10 | 10 | f
| Active | Inventory Part | ZLP12242 | 12x24x2 MERV10 Standard Capacity Pleat | Tax | Sales | Cost of Goods Sold | Inventory:Inventory Asset | 0 | 12x24x2 MERV10 Standard Capacity Pleat | 564 | 2.88 | Glasfloss Industries |  | 4.43 |  | ZLP12242 |  | 12x24x2 | 12 | 24 | 2 | MERV10 | 10 | f
| Active | Inventory Part | ZLP12244 | 12x24x4 MERV10 Standard Capacity Pleat | Tax | Sales | Cost of Goods Sold | Inventory:Inventory Asset | 0 | 12x24x4 MERV10 Standard Capacity Pleat | 1053 | 4.76 | Glasfloss Industries |  | 7.51 |  | ZLP12244 |  | 12x24x4 | 12 | 24 | 4 | MERV10 | 10 | f
| Active | Inventory Part | ZLP12251 | 12x25x1 MERV10 Standard Capacity Pleat | Tax | Sales | Cost of Goods Sold | Inventory:Inventory Asset | 0 | 12x25x1 MERV10 Standard Capacity Pleat | 180 | 2.98 | Glasfloss Industries |  | 3.7 |  | ZLP12251 |  | 12x25x1 | 12 | 25 | 1 | MERV10 | 10 | f
| Active | Inventory Part | ZLP12252SP | 12x25x2 MERV10 Special Standard Capacity Pleat | Tax | Sales | Cost of Goods Sold | Inventory:Inventory Asset | 0 | 12x25x2 MERV10 Special Standard Capacity Pleat | 36 | 9.09 | Glasfloss Industries |  | 11.81 |  | ZLP12252SP |  | 12x25x2 | 12 | 25 | 2 | MERV10 | 10 | f
| Active | Inventory Part | ZLP12301 | 12x30x1 MERV10 Standard Capacity Pleat | Tax | Sales | Cost of Goods Sold | Inventory:Inventory Asset | 0 | 12x30x1 MERV10 Standard Capacity Pleat | 108 | 5.62 | Glasfloss Industries |  | 6.72 |  | ZLP12301 |  | 12x30x1 | 12 | 30 | 1 | MERV10 | 10 | f
| Active | Inventory Part | ZLP12302SP | 12x30x2 Special MERV10 Standard Capacity Pleat | Tax | Sales | Cost of Goods Sold | Inventory:Inventory Asset | 0 | 12x30x2 Special MERV10 Standard Capacity Pleat | 0 | 9.27 | Glasfloss Industries |  | 14.26 |  | ZLP12302SP |  | 12x30x2 | 12 | 30 | 2 | MERV10 | 10 | f
| Active | Inventory Part | ZLP12381SP | 12x38x1 Special Standard Capacity Pleat | Tax | Sales | Cost of Goods Sold | Inventory:Inventory Asset | 0 | 12x38x1 Special Standard Capacity Pleat | -1 |  | Glasfloss Industries |  | 14.83 |  | ZLP12381SP |  | 12x38x1 | 12 | 38 | 1 |  | 10 | f
| Active | Inventory Part | ZLP13174SP | 13 � x 17 7/8 x 4 Special MERV10 Standard Capacity Pleat | Tax | Sales | Cost of Goods Sold | Inventory:Inventory Asset | 0 | 13 � x 17 7/8 x 4 Special MERV10 Standard Capacity Pleat | 1 | 19.74 | Glasfloss Industries |  | 30.67 |  | ZLP13174SP |  | 17 7/8 x 4 | 17.875 | 4 |  | MERV10 | 10 | f
| Active | Inventory Part | ZLP13221SP | 13.5x22x1 MERV10 Special Standard Capacity Pleat | Tax | Sales | Cost of Goods Sold | Inventory:Inventory Asset | 0 | 13.5x22x1 MERV10 Special Standard Capacity Pleat | 0 | 7.17 | Glasfloss Industries |  | 6.31 |  | ZLP13221SP |  | 13.5x22x1 | 13.5 | 22 | 1 | MERV10 | 10 | f
| Active | Inventory Part | ZLP13302SP | 13x30x2 Special MERV10 Standard Capacity Pleat | Tax | Sales | Cost of Goods Sold | Inventory:Inventory Asset | 0 | 13x30x2 Special MERV10 Standard Capacity Pleat | 30 | 9.27 | Glasfloss Industries |  | 14.28 |  | ZLP13302SP |  | 13x30x2 | 13 | 30 | 2 | MERV10 | 10 | f
| Active | Inventory Part | ZLP14141 | 14x14x1 MERV10 Standard Capacity Pleat | Tax | Sales | Cost of Goods Sold | Inventory:Inventory Asset | 0 | 14x14x1 MERV10 Standard Capacity Pleat | 113 | 4.09 | Glasfloss Industries |  | 4.9 |  | ZLP14141 |  | 14x14x1 | 14 | 14 | 1 | MERV10 | 10 | f
| Active | Inventory Part | ZLP14161SP | 14x16x1 Special MERV10 Standard Capacity Pleat | Tax | Sales | Cost of Goods Sold | Inventory:Inventory Asset | 0 | 14x16x1 Special MERV10 Standard Capacity Pleat | 0 | 6.69 | Glasfloss Industries |  | 10.82 |  | ZLP14161SP |  | 14x16x1 | 14 | 16 | 1 | MERV10 | 10 | f
| Active | Inventory Part | ZLP14162 | 14x16x2 Special MERV10 Standard Capacity Pleat | Tax | Sales | Cost of Goods Sold | Inventory:Inventory Asset | 0 | 14x16x2 Special MERV10 Standard Capacity Pleat | 41 | 7.48 | Glasfloss Industries |  | 10.82 |  | ZLP14162 |  | 14x16x2 | 14 | 16 | 2 | MERV10 | 10 | f
| Active | Inventory Part | ZLP14201 | 14x20x1 Special Standard Capacity Pleat | Tax | Sales | Cost of Goods Sold | Inventory:Inventory Asset | 0 | 14x20x1 Special Standard Capacity Pleat | 169 | 2.86 | Glasfloss Industries |  | 11.33 |  | ZLP14201SP |  | 14x20x1 | 14 | 20 | 1 |  | 10 | f
| Active | Inventory Part | ZLP14202 | 14x20x2 MERV10 Standard Capacity Pleat | Tax | Sales | Cost of Goods Sold | Inventory:Inventory Asset | 0 | 14x20x2 MERV10 Standard Capacity Pleat | 1668 | 3.07 | Glasfloss Industries |  | 5.25 |  | ZLP14202 |  | 14x20x2 | 14 | 20 | 2 | MERV10 | 10 | f
| Active | Inventory Part | ZLP14211SP | 14x21x1 MERV10 Special Standard Capacity Pleat | Tax | Sales | Cost of Goods Sold | Inventory:Inventory Asset | 0 | 14x21x1 MERV10 Special Standard Capacity Pleat | 0 | 0 | Glasfloss Industries |  | 13.33 |  | ZLP14211SP |  | 14x21x1 | 14 | 21 | 1 | MERV10 | 10 | f
| Active | Inventory Part | ZLP14221SP | 14x22x1 SPECIAL MERV10 Standard Capacity Pleat | Tax | Sales | Cost of Goods Sold | Inventory:Inventory Asset | 0 | 14x22x1 SPECIAL MERV10 Standard Capacity Pleat | 0 | 8.31 | Glasfloss Industries |  | 8.49 |  | ZLP14221SP |  | 14x22x1 | 14 | 22 | 1 | MERV10 | 10 | f
| Active | Inventory Part | ZLP14231SP | 14x23x1 SPECIAL MERV10 Standard Capacity Pleat | Tax | Sales | Cost of Goods Sold | Inventory:Inventory Asset | 0 | 14x23x1 SPECIAL MERV10 Standard Capacity Pleat | 0 | 8.31 | Glasfloss Industries |  | 8.49 |  | ZLP14231SP |  | 14x23x1 | 14 | 23 | 1 | MERV10 | 10 | f
| Active | Inventory Part | ZLP14241 | 14x24x1 MERV10 Standard Capacity Pleat | Tax | Sales | Cost of Goods Sold | Inventory:Inventory Asset | 0 | 14x24x1 MERV10 Standard Capacity Pleat | 6 | 4.66 | Glasfloss Industries |  | 7.7 |  | ZLP14241 |  | 14x24x1 | 14 | 24 | 1 | MERV10 | 10 | f
| Active | Inventory Part | ZLP14244SP | 14x24x4 MERV10 Special Standard Capacity Pleat | Tax | Sales | Cost of Goods Sold | Inventory:Inventory Asset | 0 | 14x24x4 MERV10 Special Standard Capacity Pleat | 0 | 6.89 | Glasfloss Industries |  | 27.65 |  | ZLP14244SP |  | 14x24x4 | 14 | 24 | 4 | MERV10 | 10 | f
| Active | Inventory Part | ZLP14251 | 14x25x1 MERV10 Standard Capacity Pleat | Tax | Sales | Cost of Goods Sold | Inventory:Inventory Asset | 0 | 14x25x1 MERV10 Standard Capacity Pleat | 169 | 3.17 | Glasfloss Industries |  | 5.17 |  | ZLP14251 |  | 14x25x1 | 14 | 25 | 1 | MERV10 | 10 | f
| Active | Inventory Part | ZLP14252 | 14x25x2 MERV10 Standard Capacity Pleat | Tax | Sales | Cost of Goods Sold | Inventory:Inventory Asset | 0 | 14x25x2 MERV10 Standard Capacity Pleat | 543 | 3.32 | Glasfloss Industries |  | 5.41 |  | ZLP14252 |  | 14x25x2 | 14 | 25 | 2 | MERV10 | 10 | f
| Not-active | Inventory Part | ZLP14252SP | 14x25x2 SPECIAL MERV10 Standard Capacity Pleat | Tax | Sales | Cost of Goods Sold | Inventory:Inventory Asset | 0 | 14x25x2 SPECIAL MERV10 Standard Capacity Pleat | 0 | 5.32 | Glasfloss Industries |  | 8.49 |  | ZLP14252SP |  | 14x25x2 | 14 | 25 | 2 | MERV10 | 10
| Active | Inventory Part | ZLP14261SP | 14x26x1 MERV10 Special Standard Capacity Pleat | Tax | Sales | Cost of Goods Sold | Inventory:Inventory Asset | 0 | 14x26x1 MERV10 Special Standard Capacity Pleat | 0 | 0 | Glasfloss Industries |  | 12.7 |  | ZLP14261SP |  | 14x26x1 | 14 | 26 | 1 | MERV10 | 10 | f
| Active | Inventory Part | ZLP14271 | 14x27x1 Special MERV10 Standard Capacity Pleat | Tax | Sales | Cost of Goods Sold | Inventory:Inventory Asset | 0 | 14x27x1 Special MERV10 Standard Capacity Pleat | 21 | 7.75 | Glasfloss Industries |  | 12.23 |  | ZLP14271 |  | 14x27x1 | 14 | 27 | 1 | MERV10 | 10 | f
| Active | Inventory Part | ZLP14301 | 14x30x1 MERV10 Standard Capacity Pleat | Tax | Sales | Cost of Goods Sold | Inventory:Inventory Asset | 0 | 14x30x1 MERV10 Standard Capacity Pleat | 85 | 6.18 | Glasfloss Industries |  | 7.24 |  | ZLP14301 |  | 14x30x1 | 14 | 30 | 1 | MERV10 | 10 | f
| Active | Inventory Part | ZLP14302SP | 14x30x2 Special MERV10 Standard Capacity Pleat | Tax | Sales | Cost of Goods Sold | Inventory:Inventory Asset | 0 | 14x30x2 Special MERV10 Standard Capacity Pleat | 46 | 10.31 | Glasfloss Industries |  | 15.41 |  | ZLP14302SP |  | 14x30x2 | 14 | 30 | 2 | MERV10 | 10 | f
| Active | Inventory Part | ZLP14461 | 14x46x1 Special MERV10 Standard Capacity Pleat | Tax | Sales | Cost of Goods Sold | Inventory:Inventory Asset | 0 | 14x46x1 Special MERV10 Standard Capacity Pleat | 6 | 16.61 | Glasfloss Industries |  | 24.17 |  | ZLP14461 |  | 14x46x1 | 14 | 46 | 1 | MERV10 | 10 | f
| Active | Inventory Part | ZLP15.515.52SP | 15 1/2 x 15 1/2 x 2 Special MERV10 Standard Capacity Pleat | Tax | Sales | Cost of Goods Sold | Inventory:Inventory Asset | 0 | 15 1/2 x 15 1/2 x 2 Special MERV10 Standard Capacity Pleat | -2 | 7.84 | Glasfloss Industries |  | 12.36 |  | ZLP15.515.52SP |  | 15 1/2 x 15 1/2 x 2 | 15.5 | 15.5 | 2 | MERV10 | 10 | f
| Active | Inventory Part | ZLP15.7535.752SP | 15 3/4x 35 3/4x 2 SPECIAL MERV10 Standard Capacity Pleat | Tax | Sales | Cost of Goods Sold | Inventory:Inventory Asset | 0 | 15 3/4x 35 3/4x 2 SPECIAL MERV10 Standard Capacity Pleat | 167 | 15.69 | Glasfloss Industries |  | 8.49 |  | ZLP15.7535.752SP |  | 15 3/4x 35 3/4x 2 | 15.75 | 35.75 | 2 | MERV10 | 10 | f
| Active | Inventory Part | ZLP15152SP | 15 x 15 x 2 Special MERV10 Standard Capacity Pleat | Tax | Sales | Cost of Goods Sold | Inventory:Inventory Asset | 0 | 15 x 15 x 2 Special MERV10 Standard Capacity Pleat | 46 | 7.84 | Glasfloss Industries |  | 12.36 |  | ZLP15152SP |  | 15 x 15 x 2 | 15 | 15 | 2 | MERV10 | 10 | f
| Active | Inventory Part | ZLP15154SP | 15 x 15 x 4 Special MERV10 Standard Capacity Pleat | Tax | Sales | Cost of Goods Sold | Inventory:Inventory Asset | 0 | 15 x 15 x 4 Special MERV10 Standard Capacity Pleat | 0 | 14.31 | Glasfloss Industries |  | 22.32 |  | ZLP15154SP |  | 15 x 15 x 4 | 15 | 15 | 4 | MERV10 | 10 | f
| Active | Inventory Part | ZLP15201 | 15x20x1 MERV10 Standard Capacity Pleat | Tax | Sales | Cost of Goods Sold | Inventory:Inventory Asset | 0 | 15x20x1 MERV10 Standard Capacity Pleat | 48 | 2.89 | Glasfloss Industries |  | 3.61 |  | ZLP15201 |  | 15x20x1 | 15 | 20 | 1 | MERV10 | 10 | f
| Active | Inventory Part | ZLP15202 | 15x20x2 MERV10 Standard Capacity Pleat | Tax | Sales | Cost of Goods Sold | Inventory:Inventory Asset | 0 | 15x20x2 MERV10 Standard Capacity Pleat | 939 | 3.07 | Glasfloss Industries |  | 4.93 |  | ZLP15202 |  | 15x20x2 | 15 | 20 | 2 | MERV10 | 10 | f
| Active | Inventory Part | ZLP15232SP | 15x23x2 Special MERV10 Standard Capacity Pleat | Tax | Sales | Cost of Goods Sold | Inventory:Inventory Asset | 0 | 15x23x2 Special MERV10 Standard Capacity Pleat | 0 | 8.83 | Glasfloss Industries |  | 13.88 |  | ZLP15232SP |  | 15x23x2 | 15 | 23 | 2 | MERV10 | 10 | f
| Active | Inventory Part | ZLP15251SP | 15x25x1 Special MERV10 Standard Capacity Pleat | Tax | Sales | Cost of Goods Sold | Inventory:Inventory Asset | 0 | 15x25x1 Special MERV10 Standard Capacity Pleat | 8 | 8.31 | Glasfloss Industries |  | 12.7 |  | ZLP15251SP |  | 15x25x1 | 15 | 25 | 1 | MERV10 | 10 | f
| Active | Inventory Part | ZLP15252 | 15x25x2 MERV10 Standard Capacity Pleat | Tax | Sales | Cost of Goods Sold | Inventory:Inventory Asset | 0 | 15x25x2 MERV10 Standard Capacity Pleat | 24 | 7.15 | Glasfloss Industries |  | 3.92 |  | ZLP15252 |  | 15x25x2 | 15 | 25 | 2 | MERV10 | 10 | f
| Active | Inventory Part | ZLP15301 | 15x30x1 Special MERV10 Standard Capacity Pleat | Tax | Sales | Cost of Goods Sold | Inventory:Inventory Asset | 0 | 15x30x1 Special MERV10 Standard Capacity Pleat | 256 | 9.25 | Glasfloss Industries |  | 15.13 |  | ZLP15301 |  | 15x30x1 | 15 | 30 | 1 | MERV10 | 10 | f
| Active | Inventory Part | ZLP15302 | 15x30x2 MERV10 Standard Capacity Pleat | Tax | Sales | Cost of Goods Sold | Inventory:Inventory Asset | 0 | 15x30x2 MERV10 Standard Capacity Pleat | 84 | 10.31 | Glasfloss Industries |  | 0 |  | ZLP15302 |  | 15x30x2 | 15 | 30 | 2 | MERV10 | 10 | f
| Active | Inventory Part | ZLP15305/81SP | 15x30 5/8x1 MERV10 Standard Capacity Pleat | Tax | Sales | Cost of Goods Sold | Inventory:Inventory Asset | 0 | 15x30 5/8x1 MERV10 Standard Capacity Pleat | 14 | 6.06 | Glasfloss Industries |  | 9.62 |  | ZLP1530 5/81SP |  | 15x30 5/8x1 | 15 | 30.625 | 1 | MERV10 | 10 | f
| Active | Inventory Part | ZLP161/4172SP | 16 1/4x17 3/4x2 MERV10 Special Standard Capacity Pleat | Tax | Sales | Cost of Goods Sold | Inventory:Inventory Asset | 0 | 16 1/4x17 3/4x2 MERV10 Special Standard Capacity Pleat | 0 | 0 | Glasfloss Industries |  | 12.36 |  | ZLP161/4172SP |  | 16 1/4x17 3/4x2 | 16.25 | 17.75 | 2 | MERV10 | 10 | f
| Active | Inventory Part | ZLP161/4241SP | 16 1/4x24x1 MERV10 Special Standard Capacity Pleat | Tax | Sales | Cost of Goods Sold | Inventory:Inventory Asset | 0 | 16 1/4x24x1 MERV10 Special Standard Capacity Pleat | 0 | 8.06 | Glasfloss Industries |  | 12.7 |  | ZLP161/4241SP |  | 16 1/4x24x1 | 16.25 | 24 | 1 | MERV10 | 10 | f
| Active | Inventory Part | ZLP161/4242SP | 16 1/4x24x2 MERV10 Special Standard Capacity Pleat | Tax | Sales | Cost of Goods Sold | Inventory:Inventory Asset | 0 | 16 1/4x24x2 MERV10 Special Standard Capacity Pleat | 0 | 0 | Glasfloss Industries |  | 13.88 |  | ZLP161/4242SP |  | 16 1/4x24x2 | 16.25 | 24 | 2 | MERV10 | 10 | f
| Active | Inventory Part | ZLP16161 | 16x16x1 MERV10 Standard Capacity Pleat | Tax | Sales | Cost of Goods Sold | Inventory:Inventory Asset | 0 | 16x16x1 MERV10 Standard Capacity Pleat | 201 | 4.03 | Glasfloss Industries |  | 6.5 |  | ZLP16161 |  | 16x16x1 | 16 | 16 | 1 | MERV10 | 10 | f
| Active | Inventory Part | ZLP16162 | 16x16x2 MERV10 Standard Capacity Pleat | Tax | Sales | Cost of Goods Sold | Inventory:Inventory Asset | 0 | 16x16x2 MERV10 Standard Capacity Pleat | 572 | 4.14 | Glasfloss Industries |  | 6.66 |  | ZLP16162 |  | 16x16x2 | 16 | 16 | 2 | MERV10 | 10 | f
| Active | Inventory Part | ZLP16182SP | 16x18x2 SPECIAL MERV10 Standard Capacity Pleat | Tax | Sales | Cost of Goods Sold | Inventory:Inventory Asset | 0 | 16x18x2 SPECIAL MERV10 Standard Capacity Pleat | 4 | 8.08 | Glasfloss Industries |  | 8.49 |  | ZLP16182SP |  | 16x18x2 | 16 | 18 | 2 | MERV10 | 10 | f
| Active | Inventory Part | ZLP16201 | 16x20x1 MERV10 Standard Capacity Pleat | Tax | Sales | Cost of Goods Sold | Inventory:Inventory Asset | 0 | 16x20x1 MERV10 Standard Capacity Pleat | 503 | 2.81 | Glasfloss Industries |  | 5.11 |  | ZLP16201 |  | 16x20x1 | 16 | 20 | 1 | MERV10 | 10 | f
| Active | Inventory Part | ZLP16202 | 16x20x2 MERV10 Standard Capacity Pleat | Tax | Sales | Cost of Goods Sold | Inventory:Inventory Asset | 0 | 16x20x2 MERV10 Standard Capacity Pleat | 1156 | 2.65 | Glasfloss Industries |  | 4.37 |  | ZLP16202 |  | 16x20x2 | 16 | 20 | 2 | MERV10 | 10 | f
| Active | Inventory Part | ZLP16204 | 16x20x4 MERV10 Standard Capacity Pleat | Tax | Sales | Cost of Goods Sold | Inventory:Inventory Asset | 0 | 16x20x4 MERV10 Standard Capacity Pleat | 302 | 5 | Glasfloss Industries |  | 7.99 |  | ZLP16204 |  | 16x20x4 | 16 | 20 | 4 | MERV10 | 10 | f
| Active | Inventory Part | ZLP16221 | 16x22x1 Special MERV10 Standard Capacity Pleat | Tax | Sales | Cost of Goods Sold | Inventory:Inventory Asset | 0 | 16x22x1 Special MERV10 Standard Capacity Pleat | 52 | 8.47 | Glasfloss Industries |  | 13.09 |  | ZLP16221 |  | 16x22x1 | 16 | 22 | 1 | MERV10 | 10 | f
| Active | Inventory Part | ZLP16241 | 16x24x1 MERV10 Standard Capacity Pleat | Tax | Sales | Cost of Goods Sold | Inventory:Inventory Asset | 0 | 16x24x1 MERV10 Standard Capacity Pleat | 224 | 4.01 | Glasfloss Industries |  | 6.35 |  | ZLP16241 |  | 16x24x1 | 16 | 24 | 1 | MERV10 | 10 | f
| Active | Inventory Part | ZLP16242 | 16x24x2 MERV10 Standard Capacity Pleat | Tax | Sales | Cost of Goods Sold | Inventory:Inventory Asset | 0 | 16x24x2 MERV10 Standard Capacity Pleat | 765 | 3.88 | Glasfloss Industries |  | 5.76 |  | ZLP16242 |  | 16x24x2 | 16 | 24 | 2 | MERV10 | 10 | f
| Active | Inventory Part | ZLP16242SP | 16 1/4x24x2 MERV10 Special Standard Capacity Pleat | Tax | Sales | Cost of Goods Sold | Inventory:Inventory Asset | 0 | 16 1/4x24x2 MERV10 Special Standard Capacity Pleat | 0 | 0 | Glasfloss Industries |  | 13.88 |  | ZLP16242SP |  | 16 1/4x24x2 | 16.25 | 24 | 2 | MERV10 | 10 | f
| Active | Inventory Part | ZLP16244 | 16x24x4 MERV10 Standard Capacity Pleat | Tax | Sales | Cost of Goods Sold | Inventory:Inventory Asset | 0 | 16x24x4 MERV10 Standard Capacity Pleat | 114 | 6.65 | Glasfloss Industries |  | 10.53 |  | ZLP16244 |  | 16x24x4 | 16 | 24 | 4 | MERV10 | 10 | f
| Active | Inventory Part | ZLP16251 | 16x25x1 MERV10 Standard Capacity Pleat | Tax | Sales | Cost of Goods Sold | Inventory:Inventory Asset | 0 | 16x25x1 MERV10 Standard Capacity Pleat | 408 | 3.03 | Glasfloss Industries |  | 4.98 |  | ZLP16251 |  | 16x25x1 | 16 | 25 | 1 | MERV10 | 10 | f
| Active | Inventory Part | ZLP16252 | 16x25x2 MERV10 Standard Capacity Pleat | Tax | Sales | Cost of Goods Sold | Inventory:Inventory Asset | 0 | 16x25x2 MERV10 Standard Capacity Pleat | 1033 | 3.29 | Glasfloss Industries |  | 5.63 |  | ZLP16252 |  | 16x25x2 | 16 | 25 | 2 | MERV10 | 10 | f
| Active | Inventory Part | ZLP16254 | 16x25x4 MERV10 Standard Capacity Pleat | Tax | Sales | Cost of Goods Sold | Inventory:Inventory Asset | 0 | 16x25x4 MERV10 Standard Capacity Pleat | 122 | 5.49 | Glasfloss Industries |  | 8.33 |  | ZLP16254 |  | 16x25x4 | 16 | 25 | 4 | MERV10 | 10 | f
| Active | Inventory Part | ZLP163/4241SP | 16 3/4x24x1 MERV10 Special Standard Capacity Pleat | Tax | Sales | Cost of Goods Sold | Inventory:Inventory Asset | 0 | 16 3/4x24x1 MERV10 Special Standard Capacity Pleat | 0 | 0 | Glasfloss Industries |  | 12.7 |  | ZLP163/4241SP |  | 16 3/4x24x1 | 16.75 | 24 | 1 | MERV10 | 10 | f
| Active | Inventory Part | ZLP163/4242SP | 16 3/4x24x2 MERV10 Special Standard Capacity Pleat | Tax | Sales | Cost of Goods Sold | Inventory:Inventory Asset | 0 | 16 3/4x24x2 MERV10 Special Standard Capacity Pleat | 0 | 0 | Glasfloss Industries |  | 16.53 |  | ZLP163/4242SP |  | 16 3/4x24x2 | 16.75 | 24 | 2 | MERV10 | 10 | f
| Active | Inventory Part | ZLP16301 | 16x30x1 MERV10 Standard Capacity Pleat | Tax | Sales | Cost of Goods Sold | Inventory:Inventory Asset | 0 | 16x30x1 MERV10 Standard Capacity Pleat | 207 | 6.06 | Glasfloss Industries |  | 9.62 |  | ZLP16301 |  | 16x30x1 | 16 | 30 | 1 | MERV10 | 10 | f
| Active | Inventory Part | ZLP16302 | 16x30x2 MERV10 Standard Capacity Pleat | Tax | Sales | Cost of Goods Sold | Inventory:Inventory Asset | 0 | 16x30x2 MERV10 Standard Capacity Pleat | 101 | 10.11 | Glasfloss Industries |  | 15.85 |  | ZLP16302 |  | 16x30x2 | 16 | 30 | 2 | MERV10 | 10 | f
| Active | Inventory Part | ZLP16321SP | 16x32x1 SPECIAL MERV10 Standard Capacity Pleat | Tax | Sales | Cost of Goods Sold | Inventory:Inventory Asset | 0 | 16x32x1 SPECIAL MERV10 Standard Capacity Pleat | 0 | 10.38 | Glasfloss Industries |  | 16.26 |  | ZLP16321SP |  | 16x32x1 | 16 | 32 | 1 | MERV10 | 10 | f
| Active | Inventory Part | ZLP16322SP | 16x32x2 SPECIAL MERV10 Standard Capacity Pleat | Tax | Sales | Cost of Goods Sold | Inventory:Inventory Asset | 0 | 16x32x2 SPECIAL MERV10 Standard Capacity Pleat | 0 | 10.86 | Glasfloss Industries |  | 17.09 |  | ZLP16322SP |  | 16x32x2 | 16 | 32 | 2 | MERV10 | 10 | f
| Active | Inventory Part | ZLP171/4282SP | 17 1/4 x 28x2 Special MERV10 Standard Capacity Pleat | Tax | Sales | Cost of Goods Sold | Inventory:Inventory Asset | 0 | 17 1/4 x 28x2 Special MERV10 Standard Capacity Pleat | 0 | 9.82 | Glasfloss Industries |  | 15.41 |  | ZLP171/4282SP |  | 17 1/4 x 28x2 | 17.25 | 28 | 2 | MERV10 | 10 | f
| Active | Inventory Part | ZLP17221SP | 17x22x1 MERV10 Special Standard Capacity Pleat | Tax | Sales | Cost of Goods Sold | Inventory:Inventory Asset | 0 | 17x22x1 MERV10 Special Standard Capacity Pleat | 119 | 8.31 | Glasfloss Industries |  | 13.08 |  | ZLP17221SP |  | 17x22x1 | 17 | 22 | 1 | MERV10 | 10 | f
| Active | Inventory Part | ZLP17232SP | 17x23x2 Special MERV10 Standard Capacity Pleat | Tax | Sales | Cost of Goods Sold | Inventory:Inventory Asset | 0 | 17x23x2 Special MERV10 Standard Capacity Pleat | 0 |  | Glasfloss Industries |  | 13.88 |  | ZLP17232SP |  | 17x23x2 | 17 | 23 | 2 | MERV10 | 10 | f
| Active | Inventory Part | ZLP17331SP | 17 3/4x33x1 MERV10 Special Standard Capacity Pleat | Tax | Sales | Cost of Goods Sold | Inventory:Inventory Asset | 0 | 17 3/4x33x1 MERV10 Special Standard Capacity Pleat | 0 | 0 | Glasfloss Industries |  | 15.13 |  | ZLP17331SP |  | 17 3/4x33x1 | 17.75 | 33 | 1 | MERV10 | 10 | f
| Active | Inventory Part | ZLP17332SP | 17 3/4x33x2 MERV10 Special Standard Capacity Pleat | Tax | Sales | Cost of Goods Sold | Inventory:Inventory Asset | 0 | 17 3/4x33x2 MERV10 Special Standard Capacity Pleat | 0 | 0 | Glasfloss Industries |  | 16.53 |  | ZLP17332SP |  | 17 3/4x33x2 | 17.75 | 33 | 2 | MERV10 | 10 | f
| Active | Inventory Part | ZLP17352SP | 17x35x2 Special MERV10 Standard Capacity Pleat | Tax | Sales | Cost of Goods Sold | Inventory:Inventory Asset | 0 | 17x35x2 Special MERV10 Standard Capacity Pleat | 0 | 10.55 | Glasfloss Industries |  | 16.53 |  | ZLP17352SP |  | 17x35x2 | 17 | 35 | 2 | MERV10 | 10 | f
| Active | Inventory Part | ZLP181/292SP | 18 1/2 x 9 1/2 x 2 Special MERV10 Standard Capacity Pleat | Tax | Sales | Cost of Goods Sold | Inventory:Inventory Asset | 0 | 18 1/2 x 9 1/2 x 2 Special MERV10 Standard Capacity Pleat | 0 | 6.33 | Glasfloss Industries |  | 10.04 |  | ZLP181/292SP |  | 18 1/2 x 9 1/2 x 2 | 18.5 | 9.5 | 2 | MERV10 | 10 | f
| Active | Inventory Part | ZLP18164SP | 18x16x4 SPECIAL MERV10 Standard Capacity Pleat | Tax | Sales | Cost of Goods Sold | Inventory:Inventory Asset | 0 | 18x16x4 SPECIAL MERV10 Standard Capacity Pleat | 0 | 5.47 | Glasfloss Industries |  | 7.4 |  | ZLP18164SP |  | 18x16x4 | 18 | 16 | 4 | MERV10 | 10 | f
| Active | Inventory Part | ZLP18181 | 18x18x1 MERV10 Standard Capacity Pleat | Tax | Sales | Cost of Goods Sold | Inventory:Inventory Asset | 0 | 18x18x1 MERV10 Standard Capacity Pleat | 70 | 5.62 | Glasfloss Industries |  | 6.73 |  | ZLP18181 |  | 18x18x1 | 18 | 18 | 1 | MERV10 | 10 | f
| Active | Inventory Part | ZLP18182 | 18x18x2 MERV10 Standard Capacity Pleat | Tax | Sales | Cost of Goods Sold | Inventory:Inventory Asset | 0 | 18x18x2 MERV10 Standard Capacity Pleat | 128 | 5.7 | Glasfloss Industries |  | 9.06 |  | ZLP18182 |  | 18x18x2 | 18 | 18 | 2 | MERV10 | 10 | f
| Active | Inventory Part | ZLP18184SP | 18x18x4 SPECIAL MERV10 Standard Capacity Pleat | Tax | Sales | Cost of Goods Sold | Inventory:Inventory Asset | 0 | 18x18x4 SPECIAL MERV10 Standard Capacity Pleat | 36 | 18.68 | Glasfloss Industries |  | 8.49 |  | ZLP18184SP |  | 18x18x4 | 18 | 18 | 4 | MERV10 | 10 | f
| Active | Inventory Part | ZLP18201 | 18x20x1 MERV10 Standard Capacity Pleat | Tax | Sales | Cost of Goods Sold | Inventory:Inventory Asset | 0 | 18x20x1 MERV10 Standard Capacity Pleat | 136 | 4 | Glasfloss Industries |  | 4.77 |  | ZLP18201 |  | 18x20x1 | 18 | 20 | 1 | MERV10 | 10 | f
| Active | Inventory Part | ZLP18202 | 18x20x2 MERV10 Standard Capacity Pleat | Tax | Sales | Cost of Goods Sold | Inventory:Inventory Asset | 0 | 18x20x2 MERV10 Standard Capacity Pleat | 173 | 3.83 | Glasfloss Industries |  | 6.19 |  | ZLP18202 |  | 18x20x2 | 18 | 20 | 2 | MERV10 | 10 | f
| Active | Inventory Part | ZLP18204 | 18x20x4 MERV10 Standard Capacity Pleat | Tax | Sales | Cost of Goods Sold | Inventory:Inventory Asset | 0 | 18x20x4 MERV10 Standard Capacity Pleat | 59 | 0 | Glasfloss Industries |  | 0 |  | ZLP18204 |  | 18x20x4 | 18 | 20 | 4 | MERV10 | 10 | f
| Active | Inventory Part | ZLP18221SP | 18x22x1 Special MERV10 Standard Capacity Plea | Tax | Sales | Cost of Goods Sold | Inventory:Inventory Asset | 0 | 18x22x1 Special MERV10 Standard Capacity Pleat | 71 | 8.31 | Glasfloss Industries |  | 12.7 |  | ZLP18221SP |  | 18x22x1 | 18 | 22 | 1 | MERV10 | 10 | f
| Active | Inventory Part | ZLP18222 | 18x22x2 MERV10 Standard Capacity Plea | Tax | Sales | Cost of Goods Sold | Inventory:Inventory Asset | 0 | 18x22x2 MERV10 Standard Capacity Pleat | 4 | 9.09 | Glasfloss Industries |  | 0 |  | ZLP18222 |  | 18x22x2 | 18 | 22 | 2 | MERV10 | 10 | f
| Active | Inventory Part | ZLP18241 | 18x24x1 MERV10 Standard Capacity Pleat | Tax | Sales | Cost of Goods Sold | Inventory:Inventory Asset | 0 | 18x24x1 MERV10 Standard Capacity Pleat | 105 | 3.83 | Glasfloss Industries |  | 4.6 |  | ZLP18241 |  | 18x24x1 | 18 | 24 | 1 | MERV10 | 10 | f
| Active | Inventory Part | ZLP18242 | 18x24x2 MERV10 Standard Capacity Pleat | Tax | Sales | Cost of Goods Sold | Inventory:Inventory Asset | 0 | 18x24x2 MERV10 Standard Capacity Pleat | 545 | 3.8 | Glasfloss Industries |  | 6.02 |  | ZLP18242 |  | 18x24x2 | 18 | 24 | 2 | MERV10 | 10 | f
| Active | Inventory Part | ZLP18244 | 18x24x4 MERV10 Standard Capacity Pleat | Tax | Sales | Cost of Goods Sold | Inventory:Inventory Asset | 0 | 18x24x4 MERV10 Standard Capacity Pleat | 211 | 6.21 | Glasfloss Industries |  | 7.4 |  | ZLP18244 |  | 18x24x4 | 18 | 24 | 4 | MERV10 | 10 | f
| Active | Inventory Part | ZLP18251 | 18x25x1 MERV10 Standard Capacity Pleat | Tax | Sales | Cost of Goods Sold | Inventory:Inventory Asset | 0 | 18x25x1 MERV10 Standard Capacity Pleat | 53 | 3.66 | Glasfloss Industries |  | 4.5 |  | ZLP18251 |  | 18x25x1 | 18 | 25 | 1 | MERV10 | 10 | f
| Active | Inventory Part | ZLP18252 | 18x25x2 MERV10 Standard Capacity Pleat | Tax | Sales | Cost of Goods Sold | Inventory:Inventory Asset | 0 | 18x25x2 MERV10 Standard Capacity Pleat | 123 | 4.09 | Glasfloss Industries |  | 6.48 |  | ZLP18252 |  | 18x25x2 | 18 | 25 | 2 | MERV10 | 10 | f
| Active | Inventory Part | ZLP18301 | 18x30x1 MERV10 Standard Capacity Pleat | Tax | Sales | Cost of Goods Sold | Inventory:Inventory Asset | 0 | 18x30x1 MERV10 Standard Capacity Pleat | 108 | 6.84 | Glasfloss Industries |  | 7.98 |  | ZLP18301 |  | 18x30x1 | 18 | 30 | 1 | MERV10 | 10 | f
| Active | Inventory Part | ZLP18302SP | 18x30x2 Special MERV10 Standard Capacity Pleat | Tax | Sales | Cost of Goods Sold | Inventory:Inventory Asset | 0 | 18x30x2 Special MERV10 Standard Capacity Pleat | 1 | 10.86 | Glasfloss Industries |  | 17.01 |  | ZLP18302SP |  | 18x30x2 | 18 | 30 | 2 | MERV10 | 10 | f
| Active | Inventory Part | ZLP18312SP | 18 x 31.5 x 2 Special MERV10 Standard Capacity Pleat | Tax | Sales | Cost of Goods Sold | Inventory:Inventory Asset | 0 | 18 x 31.5 x 2 Special MERV10 Standard Capacity Pleat | 0 | 12.36 | Glasfloss Industries |  | 19.31 |  | ZLP18312SP |  | 18 x 31.5 x 2 | 18 | 31.5 | 2 | MERV10 | 10 | f
| Active | Inventory Part | ZLP18371SP | 18x37x1 Special MERV10 Standard Capacity Pleat | Tax | Sales | Cost of Goods Sold | Inventory:Inventory Asset | 0 | 18x37x1 Special MERV10 Standard Capacity Pleat | 0 | 0 | Glasfloss Industries |  | 26.78 |  | ZLP18371SP |  | 18x37x1 | 18 | 37 | 1 | MERV10 | 10 | f
| Active | Inventory Part | ZLP191/2312SP | 19 1/2 x 31 x 2 Special MERV10 Standard Capacity Pleat | Tax | Sales | Cost of Goods Sold | Inventory:Inventory Asset | 0 | 19 1/2 x 31 x 2 Special MERV10 Standard Capacity Pleat | 0 | 10.55 | Glasfloss Industries |  | 16.54 |  | ZLP191/2312SP |  | 19 1/2 x 31 x 2 | 19.5 | 31 | 2 | MERV10 | 10 | f
| Active | Inventory Part | ZLP19242SP | 19x24x2 Special MERV10 Standard Capacity Pleat; EXACT | Tax | Sales | Cost of Goods Sold | Inventory:Inventory Asset | 0 | 19x24x2 Special MERV10 Standard Capacity Pleat; EXACT | 0 | 9.82 | Glasfloss Industries |  | 15.4 |  | ZLP19242SP |  | 19x24x2 | 19 | 24 | 2 | MERV10 | 10 | f
| Active | Inventory Part | ZLP19271 | 19x27x1 Special MERV10 Standard Capacity Pleat | Tax | Sales | Cost of Goods Sold | Inventory:Inventory Asset | 0 | 19x27x1 Special MERV10 Standard Capacity Pleat | 11 | 9.27 | Glasfloss Industries |  | 14.57 |  | ZLP19271 |  | 19x27x1 | 19 | 27 | 1 | MERV10 | 10 | f
| Active | Inventory Part | ZLP201/4192SP | 20 1/4 x 19 1/2 x 2 Special MERV10 Standard Capacity Pleat | Tax | Sales | Cost of Goods Sold | Inventory:Inventory Asset | 0 | 20 1/4 x 19 1/2 x 2 Special MERV10 Standard Capacity Pleat | 0 | 0 | Glasfloss Industries |  | 13.88 |  | ZLP201/4192SP |  | 20 1/4 x 19 1/2 x 2 | 20.25 | 19.5 | 2 | MERV10 | 10 | f
| Active | Inventory Part | ZLP20201 | 20x20x1 MERV10 Standard Capacity Pleat | Tax | Sales | Cost of Goods Sold | Inventory:Inventory Asset | 0 | 20x20x1 MERV10 Standard Capacity Pleat | 579 | 3.12 | Glasfloss Industries |  | 5.01 |  | ZLP20201 |  | 20x20x1 | 20 | 20 | 1 | MERV10 | 10 | f
| Active | Inventory Part | ZLP20202 | 20x20x2 MERV10 Standard Capacity Pleat | Tax | Sales | Cost of Goods Sold | Inventory:Inventory Asset | 0 | 20x20x2 MERV10 Standard Capacity Pleat | 1330 | 3.35 | Glasfloss Industries |  | 5.15 |  | ZLP20202 |  | 20x20x2 | 20 | 20 | 2 | MERV10 | 10 | f
| Active | Inventory Part | ZLP20204 | 20x20x4 MERV10 Standard Capacity Pleat | Tax | Sales | Cost of Goods Sold | Inventory:Inventory Asset | 0 | 20x20x4 MERV10 Standard Capacity Pleat | 91 | 5.46 | Glasfloss Industries |  | 8.53 |  | ZLP20204 |  | 20x20x4 | 20 | 20 | 4 | MERV10 | 10 | f
| Active | Inventory Part | ZLP20221 | 20x22x1 MERV10 Standard Capacity Pleat | Tax | Sales | Cost of Goods Sold | Inventory:Inventory Asset | 0 | 20x22x1 MERV10 Standard Capacity Pleat | 122 | 5.73 | Glasfloss Industries |  | 9.1 |  | ZLP20221 |  | 20x22x1 | 20 | 22 | 1 | MERV10 | 10 | f
| Active | Inventory Part | ZLP20222SP | 20x22x2 Special MERV10 Standard Capacity Pleat | Tax | Sales | Cost of Goods Sold | Inventory:Inventory Asset | 0 | 20x22x2 Special MERV10 Standard Capacity Pleat | 45 | 10.31 | Glasfloss Industries |  | 15.4 |  | ZLP20222SP |  | 20x22x2 | 20 | 22 | 2 | MERV10 | 10 | f
| Active | Inventory Part | ZLP20241 | 20x24x1 MERV10 Standard Capacity Pleat | Tax | Sales | Cost of Goods Sold | Inventory:Inventory Asset | 0 | 20x24x1 MERV10 Standard Capacity Pleat | 126 | 3.58 | Glasfloss Industries |  | 5.81 |  | ZLP20241 |  | 20x24x1 | 20 | 24 | 1 | MERV10 | 10 | f
| Active | Inventory Part | ZLP20242 | 20x24x2 MERV10 Standard Capacity Pleat | Tax | Sales | Cost of Goods Sold | Inventory:Inventory Asset | 0 | 20x24x2 MERV10 Standard Capacity Pleat | 708 | 3.93 | Glasfloss Industries |  | 6.05 |  | ZLP20242 |  | 20x24x2 | 20 | 24 | 2 | MERV10 | 10 | f
| Active | Inventory Part | ZLP20244 | 20x24x4 MERV10 Standard Capacity Pleat | Tax | Sales | Cost of Goods Sold | Inventory:Inventory Asset | 0 | 20x24x4 MERV10 Standard Capacity Pleat | 169 | 6.3 | Glasfloss Industries |  | 9.53 |  | ZLP20244 |  | 20x24x4 | 20 | 24 | 4 | MERV10 | 10 | f
| Active | Inventory Part | ZLP20251 | 20x25x1 MERV10 Standard Capacity Pleat | Tax | Sales | Cost of Goods Sold | Inventory:Inventory Asset | 0 | 20x25x1 MERV10 Standard Capacity Pleat | 135 | 3.5 | Glasfloss Industries |  | 5.68 |  | ZLP20251 |  | 20x25x1 | 20 | 25 | 1 | MERV10 | 10 | f
| Active | Inventory Part | ZLP20252 | 20x25x2 MERV10 Standard Capacity Pleat | Tax | Sales | Cost of Goods Sold | Inventory:Inventory Asset | 0 | 20x25x2 MERV10 Standard Capacity Pleat | 193 | 3.83 | Glasfloss Industries |  | 5.89 |  | ZLP20252 |  | 20x25x2 | 20 | 25 | 2 | MERV10 | 10 | f
| Active | Inventory Part | ZLP20254 | 20x25x4 MERV10 Standard Capacity Pleat | Tax | Sales | Cost of Goods Sold | Inventory:Inventory Asset | 0 | 20x25x4 MERV10 Standard Capacity Pleat | 303 | 6.27 | Glasfloss Industries |  | 9.64 |  | ZLP20254 |  | 20x25x4 | 20 | 25 | 4 | MERV10 | 10 | f
| Active | Inventory Part | ZLP20301 | 20x30x1 MERV10 Standard Capacity Pleat | Tax | Sales | Cost of Goods Sold | Inventory:Inventory Asset | 0 | 20x30x1 MERV10 Standard Capacity Pleat | 196 | 4.65 | Glasfloss Industries |  | 7.1 |  | ZLP20301 |  | 20x30x1 | 20 | 30 | 1 | MERV10 | 10 | f
| Active | Inventory Part | ZLP20302 | 20x30x2 MERV10 Standard Capacity Pleat | Tax | Sales | Cost of Goods Sold | Inventory:Inventory Asset | 0 | 20x30x2 MERV10 Standard Capacity Pleat | 269 | 7.14 | Glasfloss Industries |  | 10.76 |  | ZLP20302 |  | 20x30x2 | 20 | 30 | 2 | MERV10 | 10 | f
| Active | Inventory Part | ZLP20352 | 20x35x2MERV10 Standard Capacity Pleat | Tax | Sales | Cost of Goods Sold | Inventory:Inventory Asset | 0 | 20x35x2MERV10 Standard Capacity Pleat | 16 | 0 | Glasfloss Industries |  | 0 |  | ZLP20352 | [5 empty] | MERV10 | 10 | f
| Active | Inventory Part | ZLP211/2202SP | 21-1/2x20-1/2 x2 SPECIAL MERV10 Standard Capacity Pleat | Tax | Sales | Cost of Goods Sold | Inventory:Inventory Asset | 0 | 21-1/2x20-1/2 x2 SPECIAL MERV10 Standard Capacity Pleat | 0 | 0 | Glasfloss Industries |  | 15.4 |  | ZLP211/2202SP |  | 21-1/2x20-1/2 x2 | 21.5 | 20.5 | 2 | MERV10 | 10 | f
| Active | Inventory Part | ZLP21172SP | 21 1/2x17 3/4x2 MERV10 Special Standard Capacity Pleat | Tax | Sales | Cost of Goods Sold | Inventory:Inventory Asset | 0 | 21 1/2x17 3/4x2 MERV10 Special Standard Capacity Pleat | 0 | 0 | Glasfloss Industries |  | 13.88 |  | ZLP21172SP |  | 21 1/2x17 3/4x2 | 21.5 | 17.75 | 2 | MERV10 | 10 | f
| Active | Inventory Part | ZLP21211 | 21x21x1 MERV10 Standard Capacity Pleat | Tax | Sales | Cost of Goods Sold | Inventory:Inventory Asset | 0 | 21x21x1 MERV10 Standard Capacity Pleat | 75 | 9.44 | Glasfloss Industries |  | 0 |  | ZLP21211 |  | 21x21x1 | 21 | 21 | 1 | MERV10 | 10 | f
| Active | Inventory Part | ZLP21231SP | 21x23x1 SPECIAL MERV10 Standard Capacity Pleat | Tax | Sales | Cost of Goods Sold | Inventory:Inventory Asset | 0 | 21x23x1 SPECIAL MERV10 Standard Capacity Pleat | 0 | 8.98 | Glasfloss Industries |  | 14.16 |  | ZLP21231SP |  | 21x23x1 | 21 | 23 | 1 | MERV10 | 10 | f
| Active | Inventory Part | ZLP21282 | 21x28x2 MERV10 Standard Capacity Pleat | Tax | Sales | Cost of Goods Sold | Inventory:Inventory Asset | 0 | 21x28x2 MERV10 Standard Capacity Pleat | 12 | 11.08 | Glasfloss Industries |  | 0 |  | ZLP21282 |  | 21x28x2 | 21 | 28 | 2 | MERV10 | 10 | f
| Active | Inventory Part | ZLP22221 | 22x22x1 MERV10 Standard Capacity Pleat | Tax | Sales | Cost of Goods Sold | Inventory:Inventory Asset | 0 | 22x22x1 MERV10 Standard Capacity Pleat | 79 | 6.26 | Glasfloss Industries |  | 7.47 |  | ZLP22221 |  | 22x22x1 | 22 | 22 | 1 | MERV10 | 10 | f
| Active | Inventory Part | ZLP22222SP | 22x22x2 MERV10 Standard Capacity Pleat | Tax | Sales | Cost of Goods Sold | Inventory:Inventory Asset | 0 | 22x22x2 MERV10 Standard Capacity Pleat | 12 | 10.31 | Glasfloss Industries |  | 15.55 |  | ZLP22222SP |  | 22x22x2 | 22 | 22 | 2 | MERV10 | 10 | f
| Active | Inventory Part | ZLP22241SP | 22x24x1 MERV10 Special Standard Capacity Pleat | Tax | Sales | Cost of Goods Sold | Inventory:Inventory Asset | 0 | 22x24x1 MERV10 Special Standard Capacity Pleat | 0 | 9.64 | Glasfloss Industries |  | 15.13 |  | ZLP22241SP |  | 22x24x1 | 22 | 24 | 1 | MERV10 | 10 | f
| Active | Inventory Part | ZLP22262SP | 22x26x2 Special MERV10 Standard Capacity Pleat | Tax | Sales | Cost of Goods Sold | Inventory:Inventory Asset | 0 | 22x26x2 Special MERV10 Standard Capacity Pleat | 0 | 11.08 | Glasfloss Industries |  | 17.34 |  | ZLP22262SP |  | 22x26x2 | 22 | 26 | 2 | MERV10 | 10 | f
| Active | Inventory Part | ZLP24241 | 24x24x1 MERV10 Standard Capacity Pleat | Tax | Sales | Cost of Goods Sold | Inventory:Inventory Asset | 0 | 24x24x1 MERV10 Standard Capacity Pleat | 258 | 3.84 | Glasfloss Industries |  | 6.2 |  | ZLP24241 |  | 24x24x1 | 24 | 24 | 1 | MERV10 | 10 | f
| Active | Inventory Part | ZLP24242 | 24x24x2 MERV10 Standard Capacity Pleat | Tax | Sales | Cost of Goods Sold | Inventory:Inventory Asset | 0 | 24x24x2 MERV10 Standard Capacity Pleat | 1129 | 4.27 | Glasfloss Industries |  | 6.29 |  | ZLP24242 |  | 24x24x2 | 24 | 24 | 2 | MERV10 | 10 | f
| Active | Inventory Part | ZLP24244 | 24x24x4 MERV10 Standard Capacity Pleat | Tax | Sales | Cost of Goods Sold | Inventory:Inventory Asset | 0 | 24x24x4 MERV10 Standard Capacity Pleat | 3705 | 7.17 | Glasfloss Industries |  | 11.33 |  | ZLP24244 |  | 24x24x4 | 24 | 24 | 4 | MERV10 | 10 | f
| Active | Inventory Part | ZLP24252SP | 24x25x2 MERV10 Special High Capacity Pleat | Tax | Sales | Cost of Goods Sold | Inventory:Inventory Asset | 0 | 24x25x2 MERV10 Special High Capacity Pleat | 0 | 0 | Glasfloss Industries |  | 21.63 |  | ZLP24252SP |  | 24x25x2 | 24 | 25 | 2 | MERV10 | 10 | f
| Active | Inventory Part | ZLP24282SP | 24x28x2 Special MERV10 Standard Capacity Pleat | Tax | Sales | Cost of Goods Sold | Inventory:Inventory Asset | 0 | 24x28x2 Special MERV10 Standard Capacity Pleat | 7 | 11.69 | Glasfloss Industries |  | 18.28 |  | ZLP24282SP |  | 24x28x2 | 24 | 28 | 2 | MERV10 | 10 | f
| Active | Inventory Part | ZLP24301 | 24x30x1 MERV10 Standard Capacity Pleat | Tax | Sales | Cost of Goods Sold | Inventory:Inventory Asset | 0 | 24x30x1 MERV10 Standard Capacity Pleat | 84 | 6.91 | Glasfloss Industries |  | 8.76 |  | ZLP24301 |  | 24x30x1 | 24 | 30 | 1 | MERV10 | 10 | f
| Active | Inventory Part | ZLP25251 | 25x25x1 MERV10 Standard Capacity Pleat | Tax | Sales | Cost of Goods Sold | Inventory:Inventory Asset | 0 | 25x25x1 MERV10 Standard Capacity Pleat | 168 | 4.44 | Glasfloss Industries |  | 5.92 |  | ZLP25251 |  | 25x25x1 | 25 | 25 | 1 | MERV10 | 10 | f
| Active | Inventory Part | ZLP25252 | 25x25x2 MERV10 Standard Capacity Pleat | Tax | Sales | Cost of Goods Sold | Inventory:Inventory Asset | 0 | 25x25x2 MERV10 Standard Capacity Pleat | 135 | 5.06 | Glasfloss Industries |  | 8.08 |  | ZLP25252 |  | 25x25x2 | 25 | 25 | 2 | MERV10 | 10 | f
| Active | Inventory Part | ZLP25301SP | 25x30x1 (MERV 10) SC Pleated Filter, SPCL | Tax | Sales | Cost of Goods Sold | Inventory:Inventory Asset | 0 | 25x30x1 (MERV 10) SC Pleated Filter, SPCL | 84 | 11.3 | Glasfloss Industries |  | 15.67 |  | ZLP25301SP |  | 25x30x1 | 25 | 30 | 1 | MERV 10 | 10 | f
| Active | Inventory Part | ZLP28.529.54SP | 28.5x29.5x4 Special MERV10 Standard Capacity Pleat | Tax | Sales | Cost of Goods Sold | Inventory:Inventory Asset | 0 | 28.5x29.5x4 Special MERV10 Standard Capacity Pleat | 32 | 31.85 | Glasfloss Industries |  | 49.3 |  | ZLP28.529.54SP |  | 28.5x29.5x4 | 28.5 | 29.5 | 4 | MERV10 | 10 | f
| Active | Inventory Part | ZLP29171/22SP | 29x17 1/2 x 2 Special MERV10 Standard Capacity Pleat | Tax | Sales | Cost of Goods Sold | Inventory:Inventory Asset | 0 | 29x17 1/2 x 2 Special MERV10 Standard Capacity Pleat | 0 | 9.82 | Glasfloss Industries |  | 15.41 |  | ZLP29171/22SP |  | 29x17 1/2 x 2 | 29 | 17.5 | 2 | MERV10 | 10 | f
| Active | Inventory Part | ZLP29291SP | 29 1/2 x 29 1/2 x 1 SPECIAL MERV10 Standard Capacity Pleat | Tax | Sales | Cost of Goods Sold | Inventory:Inventory Asset | 0 | 29 1/2 x 29 1/2 x 1 SPECIAL MERV10 Standard Capacity Pleat | 29 | 18.5 | Glasfloss Industries |  | 30.67 |  | ZLP29291SP |  | 29 1/2 x 29 1/2 x 1 | 29.5 | 29.5 | 1 | MERV10 | 10 | f
| Active | Inventory Part | ZLP29294-SP | 29 1/2 x 29 12 x 4 Special MERV10 Standard Capacity Pleat | Tax | Sales | Cost of Goods Sold | Inventory:Inventory Asset | 0 | 29 1/2 x 29 12 x 4 Special MERV10 Standard Capacity Pleat | 0 | 28.89 | Glasfloss Industries |  | 44.44 |  | ZLP29294-SP |  | 29 1/2 x 29 | 29.5 | 29 |  | MERV10 | 10 | f
| Active | Inventory Part | ZLP301/2172SP | 30 1/2 x 17 1/4 x 2 Special MERV10 Standard Capacity Pleat | Tax | Sales | Cost of Goods Sold | Inventory:Inventory Asset | 0 | 30 1/2 x 17 1/4 x 2 Special MERV10 Standard Capacity Pleat | 0 | 0 | Glasfloss Industries |  | 16.53 |  | ZLP301/2172SP |  | 30 1/2 x 17 1/4 x 2 | 30.5 | 17.25 | 2 | MERV10 | 10 | f
| Active | Inventory Part | ZLP30442SP | 30x44x2 (MERV 10) SC Pleated Filter, SPCL | Tax | Sales | Cost of Goods Sold | Inventory:Inventory Asset | 0 | 30x44x2 (MERV 10) SC Pleated Filter, SPCL | 8 | 13.2 | Glasfloss Industries |  | 29.09 |  | ZLP30442SP |  | 30x44x2 | 30 | 44 | 2 | MERV 10 | 10 | f
| Active | Inventory Part | ZLP6341SP | 6 1/4 x 34 x 1 Special Standard Capacity Pleat | Tax | Sales | Cost of Goods Sold | Inventory:Inventory Asset | 0 | 6 1/4 x 34 x 1 Special Standard Capacity Pleat | -1 |  | Glasfloss Industries |  | 11.33 |  | ZLP6341SP |  | 6 1/4 x 34 x 1 | 6.25 | 34 | 1 |  | 10 | f
| Active | Inventory Part | ZLP7301SP | 7x30x1 MERV10 Special Standard Capacity Pleat | Tax | Sales | Cost of Goods Sold | Inventory:Inventory Asset | 0 | 7x30x1 MERV10 Special Standard Capacity Pleat | 0 | 6.5 | Glasfloss Industries |  | 0 |  | ZLP7301SP |  | 7x30x1 | 7 | 30 | 1 | MERV10 | 10 | f
| Active | Inventory Part | ZLP7381SP | 7x38x1 MERV10 Special Standard Capacity Pleat | Tax | Sales | Cost of Goods Sold | Inventory:Inventory Asset | 0 | 7x38x1 MERV10 Special Standard Capacity Pleat | 0 | 9.78 | Glasfloss Industries |  | 0 |  | ZLP7381SP |  | 7x38x1 | 7 | 38 | 1 | MERV10 | 10 | f
| Active | Inventory Part | ZLP8161 | 8x16x1 Special MERV10 Standard Capacity Pleat | Tax | Sales | Cost of Goods Sold | Inventory:Inventory Asset | 0 | 8x16x1 Special MERV10 Standard Capacity Pleat | -6 | 5.04 | Glasfloss Industries |  | 7.53 |  | ZLP8161 |  | 8x16x1 | 8 | 16 | 1 | MERV10 | 10 | f
| Active | Inventory Part | ZLP8241 | 8x24x1 Special MERV10 Standard Capacity Pleat | Tax | Sales | Cost of Goods Sold | Inventory:Inventory Asset | 0 | 8x24x1 Special MERV10 Standard Capacity Pleat | 122 | 6.08 | Glasfloss Industries |  | 8.87 |  | ZLP8241 |  | 8x24x1 | 8 | 24 | 1 | MERV10 | 10 | f
| Active | Inventory Part | ZLP8241SP | 8x24x1 (MERV 10) SC Pleated Filter, SPCL | Tax | Sales | Cost of Goods Sold | Inventory:Inventory Asset | 0 | 8x24x1 (MERV 10) SC Pleated Filter, SPCL | 0 | 0 | Glasfloss Industries |  | 12.36 |  | ZLP8241SP |  | 8x24x1 | 8 | 24 | 1 | MERV 10 | 10 | f
| Active | Inventory Part | ZLP8341 | 8x34x1 Special MERV10 Standard Capacity Pleat | Tax | Sales | Cost of Goods Sold | Inventory:Inventory Asset | 0 | 8x34x1 Special MERV10 Standard Capacity Pleat | 0 | 7.38 | Glasfloss Industries |  | 10.9 |  | ZLP8341 |  | 8x34x1 | 8 | 34 | 1 | MERV10 | 10 | f
| Active | Inventory Part | ZLP8341SP | 8x34x1 (MERV 10) SC Pleated Filter, SPCL | Tax | Sales | Cost of Goods Sold | Inventory:Inventory Asset | 0 | 8x34x1 (MERV 10) SC Pleated Filter, SPCL | 0 | 0 | Glasfloss Industries |  | 20.95 |  | ZLP8341SP |  | 8x34x1 | 8 | 34 | 1 | MERV 10 | 10 | f
| Active | Inventory Part | ZLP91/2172SP | 9 1/2 x17 1/2 x 2 Special MERV10 Standard Capacity Pleat | Tax | Sales | Cost of Goods Sold | Inventory:Inventory Asset | 0 | 9 1/2 x 17 1/2 x 2 Special MERV10 Standard Capacity Pleat | 0 |  | Glasfloss Industries |  | 10.04 |  | ZLP91/2172SP |  | 9 1/2 x17 1/2 x 2 | 9.5 | 17.5 | 2 | MERV10 | 10 | f
| Active | Inventory Part | ZLP9242SP | 19x24x2 Special MERV10 Standard Capacity Pleat; EXACT | Tax | Sales | Cost of Goods Sold | Inventory:Inventory Asset | 0 | 19x24x2 Special MERV10 Standard Capacity Pleat; EXACT | 0 | 9.82 | Glasfloss Industries |  | 15.4 |  | ZLP9242SP |  | 19x24x2 | 19 | 24 | 2 | MERV10 | 10 | f
| Active | Inventory Part | ZLP9292SP | 9 1/2 x 29 1/2 x 2 Special MERV10 Standard Capacity Pleat; EXACT | Tax | Sales | Cost of Goods Sold | Inventory:Inventory Asset | 0 | 9 1/2 x 29 1/2 x 2 Special MERV10 Standard Capacity Pleat; EXACT | 0 | 7.17 | Glasfloss Industries |  | 10.54 |  | ZLP9292SP |  | 9 1/2 x 29 1/2 x 2 | 9.5 | 29.5 | 2 | MERV10 | 10 | f
| Active | Inventory Part | ZLPSP13H27F1E | 13.5 x 27.375 x 1 MERV 10 Special ZLP Pleat Exact | Tax | Sales | Cost of Goods Sold | Inventory Asset | 0 | 13.5 x 27.375 x 1 MERV 10 Special ZLP Pleat Exact | 0 | 8.31 | Glasfloss Industries |  | 0 |  | ZLPSP13H27F1E |  | 13.5 x 27.375 x 1 | 13.5 | 27.375 | 1 | MERV 10 | 10 | f
| Active | Inventory Part | ZLPSP15301SP | 15x30x1 Merv 10 Special Pleat | Tax | Sales | Cost of Goods Sold | Inventory:Inventory Asset | 0 | 15x30x1 Merv 10 Special Pleat | 0 | 8.98 | Glasfloss Industries |  | 14.27 |  | ZLPSP15301 |  | 15x30x1 | 15 | 30 | 1 | Merv 10 | 10 | f
| Active | Inventory Part | ZPK122412 | 12x24x12 Rigid Box Filter 95% Fiberglass | Tax | Sales | Cost of Goods Sold | Inventory:Inventory Asset | 0 | 12x24x12 Rigid Box Filter 95% Fiberglass | 0 | 58.5 | Glasfloss Industries |  | 85.66 |  |  |  | 12x24x12 | 12 | 24 | 12 | 95% | 16 | f
| Active | Inventory Part | ZPK24241285 | 24.0 X 24.0 X 12 in Glass Z-PAK MERV 13 (85%) Box Nominal | Tax | Sales | Cost of Goods Sold | Inventory:Inventory Asset | 0 | 24.0 X 24.0 X 12 in Glass Z-PAK MERV 13 (85%) Box Nominal | 0 | 70.49 | Glasfloss Industries |  | 108.44 |  | ZPK24241285 |  | 24.0 X 24.0 X 12 | 24 | 24 | 12 | MERV 13 | 13 | f
| Active | Inventory Part | ZPK24241295 | 24x24x12 Rigid Box Filter 95% Fiberglass | Tax | Sales | Cost of Goods Sold | Inventory:Inventory Asset | 0 | 24x24x12 Rigid Box Filter 95% Fiberglass | 0 | 82.37 | Glasfloss Industries |  | 105.83 |  | ZPK24241295 |  | 24x24x12 | 24 | 24 | 12 | 95% | 16 | f
| Active | Inventory Part | ZPS122012-95H | 12x20x12 Sythetic Z-Pack 95% Header | Tax | Sales | Cost of Goods Sold | Inventory:Inventory Asset | 0 | 12x20x12 Sythetic Z-Pack 95% Header | 0 | 62.6 | Glasfloss Industries |  | 101.3 |  | ZPS122012-95H |  | 12x20x12 | 12 | 20 | 12 | 95% | 16 | f
| Active | Inventory Part | ZPS122012-95NH | 12x20x12 Sythetic Z-Pack 95% No Header | Tax | Sales | Cost of Goods Sold | Inventory:Inventory Asset | 0 | 12x20x12 Sythetic Z-Pack 95% No Header | 0 | 62.6 | Glasfloss Industries |  | 101.3 |  | ZPS122012-95NH |  | 12x20x12 | 12 | 20 | 12 | 95% | 16 | f
| Active | Inventory Part | ZPS12206-95H | 12x20x6 Sythetic Z-Pack 95% Header | Tax | Sales | Cost of Goods Sold | Inventory:Inventory Asset | 0 | 12x20x6 Sythetic Z-Pack 95% Header | 4 | 42.42 | Glasfloss Industries |  | 39.38 |  | ZPS12206-95H |  | 12x20x6 | 12 | 20 | 6 | 95% | 16 | f
| Active | Inventory Part | ZPS122412-65NH | 12x24x12 Synthetic Media 65% Rigid Box Filter Non-Headered | Tax | Sales | Cost of Goods Sold | Inventory:Inventory Asset | 0 | 12x24x12 Synthetic Media 65% Rigid Box Filter Non-Headered | 0 | 48.02 | Glasfloss Industries |  | 73.18 |  | ZPS122412-65NH |  | 12x24x12 | 12 | 24 | 12 | 65% | 11 | f
| Active | Inventory Part | ZPS122412-85NH | 12x24x12 Synthetic Media 85% Rigid Box Filter Non-Headered | Tax | Sales | Cost of Goods Sold | Inventory:Inventory Asset | 0 | 12x24x12 Synthetic Media 85% Rigid Box Filter Non-Headered | 0 | 43.54 | Glasfloss Industries |  | 67.18 |  | ZPS122412-85NH |  | 12x24x12 | 12 | 24 | 12 | 85% | 13 | f
| Active | Inventory Part | ZPS122412-95NH | 12x24x12 Synthetic Media 95% Rigid Box Filter Non-Headered | Tax | Sales | Cost of Goods Sold | Inventory:Inventory Asset | 0 | 12x24x12 Synthetic Media 95% Rigid Box Filter Non-Headered | 105 | 49.6 | Glasfloss Industries |  | 74.39 |  | ZPS122412-95NH |  | 12x24x12 | 12 | 24 | 12 | 95% | 16 | f
| Active | Inventory Part | ZPS12241285BO | 12.0 X 24.0 X 12 in Synthetic Z-PAK MERV 13 (85%) Box Frame Nominal, Non-Headered | Tax | Sales | Cost of Goods Sold | Inventory Asset | 0 | 12.0 X 24.0 X 12 in Synthetic Z-PAK MERV 13 (85%) Box Frame Nominal, Non-Headered | 4 | 49.4 | Glasfloss Industries |  | 0 |  |  |  | 12.0 X 24.0 X 12 | 12 | 24 | 12 | MERV 13 | 13 | f
| Active | Inventory Part | ZPS122412F-95NH | 12x24x12 Fiberglass Media (MERV 15) 95% Rigid Box Filter Non-Headered | Tax | Sales | Cost of Goods Sold | Inventory:Inventory Asset | 0 | 12x24x12 Fiberglass Media (MERV 15) 95% Rigid Box Filter Non-Headered | 0 | 55.68 | Glasfloss Industries |  | 84.54 |  | ZPS122412F-95NH |  | 12x24x12 | 12 | 24 | 12 | MERV 15 | 15 | f
| Active | Inventory Part | ZPS12246-Merv14 | 12x24x6 Synthetic Merv 14 Rigid Box Filter | Tax | Sales | Cost of Goods Sold | Inventory:Inventory Asset | 0 | 12x24x6 Synthetic Merv 14 Rigid Box Filter | 0 | 25.74 | Glasfloss Industries |  | 42.58 |  |  |  | 12x24x6 | 12 | 24 | 6 | Merv 14 | 14 | f
| Active | Inventory Part | ZPS1224665-NH | 12x24x6 Synthetic 65% Rigid Box Non-Header | Tax | Sales | Cost of Goods Sold | Inventory:Inventory Asset | 0 | 12x24x6 Synthetic 65% Rigid Box Non-Header | 0 | 30.35 | Glasfloss Industries |  | 0 |  | ZPS1224665-NH |  | 12x24x6 | 12 | 24 | 6 | 65% | 11 | f
| Active | Inventory Part | ZPS1224665HO | 12x24x6 (MERV 14) Synthetic 65% Rigid Box HEADERED | Tax | Sales | Cost of Goods Sold | Inventory:Inventory Asset | 0 | 12x24x6 Synthetic 65% (MERV 14) Rigid Box HEADERED | 27 | 30.35 | Glasfloss Industries |  | 43.9 |  | ZPS1224665HO |  | 12x24x6 | 12 | 24 | 6 | MERV 14 | 14 | f
| Active | Inventory Part | ZPS1224695-HO | 12 X 24 X 6 in Synthetic Z-PAK MERV 14 (95%) Box Nominal HEADERED | Tax | Sales | Cost of Goods Sold | Inventory:Inventory Asset | 0 | 12 X 24 X 6 in Synthetic Z-PAK MERV 14 (95%) Box Nominal HEADERED | 0 | 33.29 | Glasfloss Industries |  | 71.14 |  | ZPS1224695-HO |  | 12 X 24 X 6 | 12 | 24 | 6 | MERV 14 | 14 | f
| Active | Inventory Part | ZPS1224695-NH | 12 X 24 X 6 in Synthetic Z-PAK MERV 14 (95%) Box Nominal | Tax | Sales | Cost of Goods Sold | Inventory:Inventory Asset | 0 | 12 X 24 X 6 in Synthetic Z-PAK MERV 14 (95%) Box Nominal | 8 | 31.68 | Glasfloss Industries |  | 45.13 |  | ZPS1224695-NH |  | 12 X 24 X 6 | 12 | 24 | 6 | MERV 14 | 14 | f
| Active | Inventory Part | ZPS162012-95DH | 16x20x12 Synthetic Media 95% Rigid Box Filter Double-Headered | Tax | Sales | Cost of Goods Sold | Inventory:Inventory Asset | 0 | 16x20x12 Synthetic Media 95% Rigid Box Filter Double-Headered | 1 | 80.57 | Glasfloss Industries |  | 126.12 |  | ZPS162012-95DH |  | 16x20x12 | 16 | 20 | 12 | 95% | 16 | f
| Active | Inventory Part | ZPS16201295BO | 16x20x12 Rigid Air Box Sytle filter 95% Metal Frame | Tax | Sales | Cost of Goods Sold | Inventory:Inventory Asset | 0 | 16x20x12 Rigid Air Box Sytle filter 95% Metal Frame | 24 | 80.57 | Glasfloss Industries |  | 122.98 |  | ZPS16201295BO |  | 16x20x12 | 16 | 20 | 12 | 95% | 16 | f
| Active | Inventory Part | ZPS16201295HO | 16x20x12 Rigid Air Box Sytle filter 95% Metal Frame Single Header | Tax | Sales | Cost of Goods Sold | Inventory:Inventory Asset | 0 | 16x20x12 Rigid Air Box Sytle filter 95% Metal Frame Single Header | 28 | 80.57 | Glasfloss Industries |  | 122.98 |  | ZPS16201295BO |  | 16x20x12 | 16 | 20 | 12 | 95% | 16 | f
| Active | Inventory Part | ZPS1620685H | 16.0 X 20.0 X 6 in Synthetic Z-PAK MERV13..(85%) Box Nominal-HEADER | Tax | Sales | Cost of Goods Sold | Inventory:Inventory Asset | 0 | 16.0 X 20.0 X 6 in Synthetic Z-PAK MERV13..(85%) Box Nominal-HEADER | 70 | 50.66 | Glasfloss Industries |  | 122.65 |  | ZPS1620685H |  | 16.0 X 20.0 X 6 | 16 | 20 | 6 | MERV13 | 13 | f
| Active | Inventory Part | ZPS162512-95DH | 16x25x12 Synthetic Media 95% Rigid Box Filter Double-Headered | Tax | Sales | Cost of Goods Sold | Inventory:Inventory Asset | 0 | 16x25x12 Synthetic Media 95% Rigid Box Filter Double-Headered | 0 | 88.62 | Glasfloss Industries |  | 131.76 |  | ZPS162512-95DH |  | 16x25x12 | 16 | 25 | 12 | 95% | 16 | f
| Active | Inventory Part | ZPS162512-95NH | 16x25x12 Synthetic Media 95% Rigid Box Filter Non-Headered | Tax | Sales | Cost of Goods Sold | Inventory:Inventory Asset | 0 | 16x25x12 Synthetic Media 95% Rigid Box Filter Non-Headered | 0 | 88.17 | Glasfloss Industries |  | 129.77 |  | ZPS162512-95NH |  | 16x25x12 | 16 | 25 | 12 | 95% | 16 | f
| Active | Inventory Part | ZPS202012-85 NH | 20x20x12 Rigid Box Filters 85% Synthetic Non Headered | Tax | Sales | Cost of Goods Sold | Inventory:Inventory Asset | 0 | 20x20x12 Rigid Box Filters 85% Synthetic Non Headered | 20 | 58.73 | Glasfloss Industries |  | 64.41 |  | ZPS202012-85 NH |  | 20x20x12 | 20 | 20 | 12 | 85% | 13 | f
| Active | Inventory Part | ZPS202012-95DH | 20x20x12 Synthetic Media 95% Rigid Box Filter Double-Headered | Tax | Sales | Cost of Goods Sold | Inventory:Inventory Asset | 0 | 20x20x12 Synthetic Media 95% Rigid Box Filter Double-Headered | 1 | 61.98 | Glasfloss Industries |  | 89.8 |  | ZPS202012-95DH |  | 20x20x12 | 20 | 20 | 12 | 95% | 16 | f
| Active | Inventory Part | ZPS202012-95H | 20x20x12 Synthetic Media 95% Rigid Box Filter Headered | Tax | Sales | Cost of Goods Sold | Inventory:Inventory Asset | 0 | 20x20x12 Synthetic Media 95% Rigid Box Filter Headered |  | 47.44 | Glasfloss Industries |  | 75.41 |  | ZPS202012-95H |  | 20x20x12 | 20 | 20 | 12 | 95% | 16 | f
| Active | Inventory Part | ZPS202012-95NH | 20x20x12 Synthetic Media 95% Rigid Box Filter Non-Headered | Tax | Sales | Cost of Goods Sold | Inventory:Inventory Asset | 0 | 20x20x12 Synthetic Media 95% Rigid Box Filter Non-Headered | 0 | 58.99 | Glasfloss Industries |  | 95.75 |  | ZPS202012-95NH |  | 20x20x12 | 20 | 20 | 12 | 95% | 16 | f
| Active | Inventory Part | ZPS20206-95H | 20x20x6 Synthetic Z-Pack 95% Header | Tax | Sales | Cost of Goods Sold | Inventory:Inventory Asset | 0 | 20x20x6 Synthetic Z-Pack 95% Header | 0 | 44.26 | Glasfloss Industries |  | 71.09 |  | ZPS20206-95H |  | 20x20x6 | 20 | 20 | 6 | 95% | 16 | f
| Active | Inventory Part | ZPS202412-95H | 20x24x12 Synthetic Media 95% Rigid Box Filter Headered | Tax | Sales | Cost of Goods Sold | Inventory:Inventory Asset | 0 | 20x24x12 Synthetic Media 95% Rigid Box Filter Headered | 11 | 66.83 | Glasfloss Industries |  | 92.85 |  | ZPS202412-95H |  | 20x24x12 | 20 | 24 | 12 | 95% | 16 | f
| Active | Inventory Part | ZPS202412-95NH | 20x24x12 Synthetic Media 95% Rigid Box Filter - No Headered | Tax | Sales | Cost of Goods Sold | Inventory:Inventory Asset | 0 | 20x24x12 Synthetic Media 95% Rigid Box Filter - No Headered | 15 | 66.83 | Glasfloss Industries |  | 75.41 |  | ZPS202412-95NH |  | 20x24x12 | 20 | 24 | 12 | 95% | 16 | f
| Active | Inventory Part | ZPS20246-65H | 20x24x6 Synthetic Z-Pack 65% Header | Tax | Sales | Cost of Goods Sold | Inventory:Inventory Asset | 0 | 20x24x6 Synthetic Z-Pack 65% Header | 0 | 42.58 | Glasfloss Industries |  | 68.5 |  | ZPS20246-65H |  | 20x24x6 | 20 | 24 | 6 | 65% | 11 | f
| Active | Inventory Part | ZPS20246-95H | 20x24x6 Synthetic Z-Pack 95% Header | Tax | Sales | Cost of Goods Sold | Inventory:Inventory Asset | 0 | 20x24x6 Synthetic Z-Pack 95% Header | 4 | 45.18 | Glasfloss Industries |  | 72.5 |  | ZPS20246-95H |  | 20x24x6 | 20 | 24 | 6 | 95% | 16 | f
| Active | Inventory Part | ZPS202512-95NH | 20x25x12 Synthetic Media 95% Rigid Box Filter Non-Headered | Tax | Sales | Cost of Goods Sold | Inventory:Inventory Asset | 0 | 20x25x12 Synthetic Media 95% Rigid Box Filter Non-Headered | 0 | 66.83 | Glasfloss Industries |  | 112.82 |  | ZPS202512-95NH |  | 20x25x12 | 20 | 25 | 12 | 95% | 16 | f
| Active | Inventory Part | ZPS2025685-H | 20x25x6 Synthetic Media 85% Rigid Box Filter Non-Headered | Tax | Sales | Cost of Goods Sold | Inventory:Inventory Asset | 0 | 20x25x6 Synthetic Media 85% Rigid Box Filter Non-Headered | 20 | 43.36 | Glasfloss Industries |  | 112.82 |  | ZPS2025685-H |  | 20x25x6 | 20 | 25 | 6 | 85% | 13 | f
| Active | Inventory Part | ZPS242412-65NH | 24x24x12 Synthetic Media 65% Rigid Box Filter Non-Headered | Tax | Sales | Cost of Goods Sold | Inventory:Inventory Asset | 0 | 24x24x12 Synthetic Media 65% Rigid Box Filter Non-Headered | 0 | 60.98 | Glasfloss Industries |  | 93.82 |  | ZPS242412-65NH |  | 24x24x12 | 24 | 24 | 12 | 65% | 11 | f
| Active | Inventory Part | ZPS242412-85NH | 24x24x12 Synthetic Media 85% Rigid Box Filter Non-Headered | Tax | Sales | Cost of Goods Sold | Inventory:Inventory Asset | 0 | 24x24x12 Synthetic Media 85% Rigid Box Filter Non-Headered | 1 | 67.84 | Glasfloss Industries |  | 93.82 |  | ZPS242412-85NH |  | 24x24x12 | 24 | 24 | 12 | 85% | 13 | f
| Active | Inventory Part | ZPS242412-95H | 24x24x12 Rigid Box Filters 95% Sythentic Single Header | Tax | Sales | Cost of Goods Sold | Inventory:Inventory Asset | 0 | 24x24x12 Rigid Box Filters 95% Sythentic Single Header | 23 | 71.27 | Glasfloss Industries |  | 44.33 |  | ZPS242412-95H |  | 24x24x12 | 24 | 24 | 12 | 95% | 16 | f
| Active | Inventory Part | ZPS242412-95NH | 24x24x12 Synthetic Media 95% Rigid Box Filter Non-Headered | Tax | Sales | Cost of Goods Sold | Inventory:Inventory Asset | 0 | 24x24x12 Synthetic Media 95% Rigid Box Filter Non-Headered | -2 | 71.27 | Glasfloss Industries |  | 99.71 |  | ZPS242412-95NH |  | 24x24x12 | 24 | 24 | 12 | 95% | 16 | f
| Active | Inventory Part | ZPS24241285BO | 24.0 X 24.0 X 12 in Synthetic Z-PAK MERV 13 (85%) Box Frame Nominal, Non-Headered | Tax | Sales | Cost of Goods Sold | Inventory Asset | 0 | 24.0 X 24.0 X 12 in Synthetic Z-PAK MERV 13 (85%) Box Frame Nominal, Non-Headered | 8 | 69.19 | Glasfloss Industries |  | 0 |  |  |  | 24.0 X 24.0 X 12 | 24 | 24 | 12 | MERV 13 | 13 | f
| Active | Inventory Part | ZPS242412F-95NH | 24x24x12 Fiberglass Media (MERV 15) 95% Rigid Box Filter Non-Headered | Tax | Sales | Cost of Goods Sold | Inventory:Inventory Asset | 0 | 24x24x12 Fiberglass Media (MERV 15) 95% Rigid Box Filter Non-Headered | 0 | 78.4 | Glasfloss Industries |  | 112 |  | ZPS242412F-95NH |  | 24x24x12 | 24 | 24 | 12 | MERV 15 | 15 | f
| Active | Inventory Part | ZPS24246 | 24x24x6 Synthetic 85% Rigid Box Filter | Tax | Sales | Cost of Goods Sold | Inventory:Inventory Asset | 0 | 24x24x6 Synthetic 85% Rigid Box Filter | 0 | 37.56 | Glasfloss Industries |  | 62.31 |  |  |  | 24x24x6 | 24 | 24 | 6 | 85% | 13 | f
| Active | Inventory Part | ZPS24246-85NH | 24x24x6 Sythetic Z-Pack 85% No Header | Tax | Sales | Cost of Goods Sold | Inventory:Inventory Asset | 0 | 24x24x6 Sythetic Z-Pack 85% No Header | 9 | 43.2 | Glasfloss Industries |  | 72.46 |  | ZPS24246-85NH |  | 24x24x6 | 24 | 24 | 6 | 85% | 13 | f
| Active | Inventory Part | ZPS24246-Merv14 | 24x24x6 Synthetic Merv 14 Rigid Box Filter | Tax | Sales | Cost of Goods Sold | Inventory:Inventory Asset | 0 | 24x24x6 Synthetic Merv 14 Rigid Box Filter | 2 | 48.06 | Glasfloss Industries |  | 62.71 |  |  |  | 24x24x6 | 24 | 24 | 6 | Merv 14 | 14 | f
| Active | Inventory Part | ZPS2424665-NH | 24x24x6 Synthetic 65% Rigid Box Non-Header | Tax | Sales | Cost of Goods Sold | Inventory:Inventory Asset | 0 | 24x24x6 Synthetic 65% Rigid Box Non-Header | 2 | 44.29 | Glasfloss Industries |  | 0 |  | ZPS2424665-NH |  | 24x24x6 | 24 | 24 | 6 | 65% | 11 | f
| Active | Inventory Part | ZPS2424665HO | 24x24x6 Synthetic 65% Rigid Box HEADERED | Tax | Sales | Cost of Goods Sold | Inventory:Inventory Asset | 0 | 24x24x6 Synthetic 65% Rigid Box HEADERED | 7 | 44.29 | Glasfloss Industries |  | 63.42 |  | ZPS2424665HO |  | 24x24x6 | 24 | 24 | 6 | 65% | 11 | f
| Active | Inventory Part | ZPS2424695-HO | 24 X 24 X 6 in Synthetic Z-PAK MERV 14 (95%) Box Nominal HEADERED | Tax | Sales | Cost of Goods Sold | Inventory:Inventory Asset | 0 | 24 X 24 X 6 in Synthetic Z-PAK MERV 14 (95%) Box Nominal HEADERED | 0 | 49.02 | Glasfloss Industries |  | 93.54 |  | ZPS2424695-HO |  | 24 X 24 X 6 | 24 | 24 | 6 | MERV 14 | 14 | f
| Active | Inventory Part | ZPS2424695-NH | 24 X 24 X 6 in Synthetic Z-PAK MERV 14 (95%) Box Nominal | Tax | Sales | Cost of Goods Sold | Inventory:Inventory Asset | 0 | 24 X 24 X 6 in Synthetic Z-PAK MERV 14 (95%) Box Nominal | 26 | 49.02 | Glasfloss Industries |  | 66.46 |  | ZPS2424695-NH |  | 24 X 24 X 6 | 24 | 24 | 6 | MERV 14 | 14 | f
| Active | Inventory Part | ZPS2424695BO | 24x24x6 Synthetic MERV 14 Rigid Box Non-Header | Tax | Sales | Cost of Goods Sold | Inventory:Inventory Asset | 0 | 24.0 X 24.0 X 6 inch Synthetic Z-PAK MERV 14 (95%) Box Style Nominal Size | 0 | 48.06 | Glasfloss Industries |  | 0 |  | ZPS2424695BO |  | 24x24x6 | 24 | 24 | 6 | MERV 14 | 14 | f
| Active | Non-inventory Part | 004DN025BN4HC | 004DN025BN4HC ..Hydac Replacement Pressure Filter Element, 25 Micron, NBR Seal | Tax | Sales | Cost of Goods Sold |  | 0 | 004DN025BN4HC ..Hydac Replacement Pressure Filter Element, 25 Micron, NBR Seal |  | 51.28 | Precision Filter Products, LLC |  | 85.5 |  | 004DN025BN4HC | [7 empty] | f | Cartridge
| Active | Non-inventory Part | 0060R005ON-Hydac | Hydac Filter Element 1262932 | Tax | Sales | Cost of Goods Sold |  | 0 | Hydac Filter Element 1262932 |  | 84.52 | Precision Filter Products, LLC |  | 130.03 | [9 empty] | f | Cartridge
| Active | Non-inventory Part | 012- 100093 | Down Stream Gasketing, Neoprene | Tax | Sales | Cost of Goods Sold:Material |  | 0 | Down Stream Gasketing, Neoprene |  | 0 | Caldwell Gasket |  | 0 | [9 empty] | a
| Active | Non-inventory Part | 012- 100096 | Upstream GasUpstream Gasketing | Tax | Sales | Cost of Goods Sold:Material |  | 0 | Upstream Gasketing |  | 0 | Caldwell Gasket |  | 0 | [9 empty] | a
| Active | Non-inventory Part | 012- SCE- .25 | Sponge, SCE41, 0.25" thick ...25" x.492 x 22.625"L | Tax | Sales | Cost of Goods Sold:Material |  | 0 | Sponge, SCE41, 0.25" thick ...25" x.492 x 22.625"L |  | 0 | Caldwell Gasket |  | 0 |  |  |  | .25" x.492 x 22.625 | 0.25 | 0.492 | 22.625 |  |  | a
| Active | Non-inventory Part | 013- 100093- N | Filter Gasketing Neoprene 22 7/8" x 1/4" x 1/2" Cut Strips | Tax | Sales | Cost of Goods Sold |  | 0 | Neoprene 22 7/8" x 1/4" x 1/2" Closed Cell (1000/box) |  | 0 | Wetzel Technologies Co., Ltd |  | 0 |  |  |  | 22 7/8" x 1/4" x 1/2" | 22.875 | 0.25 | 0.5 |  |  | a
| Active | Non-inventory Part | 01ME03-30820060 | HILCO OIL MIST ELIMINATOR..(HILCO DWG #3082-00-060-C)..- 3� -150# ANSI RF Flanged Inlet/Outlet Connections...- �� FNPT Drain/Vent Connections...- 15psi design...- Carbon Steel Construction, with HILCO Epoxy Paint...- Requires: (3) HILCO CCS639-00-C Coa... | Tax | Sales | Cost of Goods Sold |  | 0 | HILCO OIL MIST ELIMINATOR..(HILCO DWG #3082-00-060-C)..- 3� -150# ANSI RF Flanged Inlet/Outlet Connections...- �� FNPT Drain/Vent Connections...- 15psi design...- Carbon Steel Construction, with HILCO Epoxy Paint...- Requires: (3) HILCO CCS639-00-C Coa... |  | 8450 | Hilliard Corporation |  | 12071.42 |  | 01ME03-30820060 | [7 empty] | a
| Active | Non-inventory Part | 01ME03-30821210 | HILCO OIL MIST ELIMINATOR..(HILCO DWG #3082-12-010-C)..- Flow Capacity: 125 CFM...- 4� SCH 40 B.W. Inlet Connections...- 4� Slip On Bypass Connection...- 2� FPT Outlet/Silencer...- �� FPT Drain/Gauge Connections...- Mounting Bracket...- Carbon Steel Co... | Tax | Sales | Cost of Goods Sold |  | 0 | HILCO OIL MIST ELIMINATOR..(HILCO DWG #3082-12-010-C)..- Flow Capacity: 125 CFM...- 4� SCH 40 B.W. Inlet Connections...- 4� Slip On Bypass Connection...- 2� FPT Outlet/Silencer...- �� FPT Drain/Gauge Connections...- Mounting Bracket...- Carbon Steel Co... |  | 9972 | Hilliard Corporation |  | 13296 |  | 01ME03-30821210 | [7 empty] | a
| Active | Non-inventory Part | 01ME05-28010017 | HILCO COALESCER SYSTEM..(HILCO DWG #2801-00-017-C)..Process Flow: 5GPM | Tax | Sales | Cost of Goods Sold |  | 0 | HILCO COALESCER SYSTEM..(HILCO DWG #2801-00-017-C)..Process Flow: 5GPM |  | 17338 | Hilliard Corporation |  | 21428.6 |  | 01ME05-28010017 | [7 empty] | a
| Active | Non-inventory Part | 02414-2000-Series | HILCO SIMPLEX GAS FILTER | Tax | Sales | Cost of Goods Sold |  | 0 | HILCO SIMPLEX GAS FILTER |  | 8217 | Hilliard Corporation |  | 13695 |  | 02414-2000-Series | [7 empty] | a
| Active | Non-inventory Part | 02CS05 | HILCO LUBE OIL CONDITIONER SYSTEM..(HILCO DWG #2801-00-017-D)..- Carbon Steel Construction, with HILCO Epoxy Paint...- HILCO Pre-Filter (1/2-Micron)-Included...- Inlet/Outlet Sample Ports...- Inlet Strainer...- Differential Pressure Gauge...- High-Effi... | Tax | Sales | Cost of Goods Sold |  | 0 | HILCO LUBE OIL CONDITIONER SYSTEM..(HILCO DWG #2801-00-017-D)..- Carbon Steel Construction, with HILCO Epoxy Paint...- HILCO Pre-Filter (1/2-Micron)-Included...- Inlet/Outlet Sample Ports...- Inlet Strainer...- Differential Pressure Gauge...- High-Effi... |  | 17996 | Hilliard Corporation |  | 25708.58 |  | 02CS05 | [7 empty] | a
| Active | Non-inventory Part | 02R100-30065228 | HILCO OIL RECLAIMER System ..(HILCO DWG #3006-52-028-D) ..Process Flow: 100 GPH (Single Pass System)..- �� FNPT Inlet Connection...- �� FNPT Drain Connection...- �� FNPT Return Connection...- 1� FNPT Outlet Connection...- Skid Mounted Base..- Carbon St... | Tax | Sales | Cost of Goods Sold |  | 0 | HILCO OIL RECLAIMER System ..(HILCO DWG #3006-52-028-D) ..Process Flow: 100 GPH (Single Pass System)..- �� FNPT Inlet Connection...- �� FNPT Drain Connection...- �� FNPT Return Connection...- 1� FNPT Outlet Connection...- Skid Mounted Base..- Carbon St... |  | 29617 | Hilliard Corporation |  | 32907.78 | [9 empty] | a
| Active | Non-inventory Part | 0391-00-006 | Viton O-Ring | Tax | Sales | Cost of Goods Sold |  | 0 | Viton O-Ring |  | 2.85 | Hilliard Corporation |  | 4.1 |  | 0391-00-006 | [7 empty] | a
| Active | Non-inventory Part | 0391-00-012 | O-Ring Viton | Tax | Sales | Cost of Goods Sold |  | 0 | O-Ring Viton |  | 9.52 | Hilliard Corporation |  | 28 |  | 0391-00-012 | [7 empty] | a
| Active | Non-inventory Part | 0391-00-024 | HOUSING INPUT O-RING | Tax | Sales | Cost of Goods Sold |  | 0 | HOUSING INPUT O-RING |  | 27.25 | Hilliard Corporation |  | 45.42 |  | 0391-00-024 | [7 empty] | a
| Active | Non-inventory Part | 0391-00-032 | HILCO Gasket | Tax | Sales | Cost of Goods Sold |  | 0 | HILCO Gasket |  | 10.88 | Hilliard Corporation |  | 14 |  | 0391-00-032 | [7 empty] | a
| Active | Non-inventory Part | 0391-00-037 | HILCO O-Ring | Tax | Sales | Cost of Goods Sold |  | 0 | HILCO O-Ring |  | 43.52 | Hilliard Corporation |  | 58 |  | 0391-00-037 | [7 empty] | a
| Active | Non-inventory Part | 0391-00-038 | HILCO Cover Gasket | Tax | Sales | Cost of Goods Sold |  | 0 | HILCO Cover Gasket |  | 12 | Hilliard Corporation |  | 24 |  | 0391-00-038 | [7 empty] | a
| Active | Non-inventory Part | 0391-00-067 | O-Ring Cover | Tax | Sales | Cost of Goods Sold |  | 0 | O-Ring Cover |  | 7.48 | Hilliard Corporation |  | 12.65 |  | 0391-00-067 | [7 empty] | a
| Active | Non-inventory Part | 0391-00-068 | HILCO Gasket | Tax | Sales | Cost of Goods Sold |  | 0 | HILCO Gasket |  | 10.88 | Hilliard Corporation |  | 15 |  | 0391-00-068 | [7 empty] | a
| Active | Non-inventory Part | 0391-00-084 | HILCO Gasket | Tax | Sales | Cost of Goods Sold |  | 0 | HILCO Gasket |  | 23.12 | Hilliard Corporation |  | 32 |  | 0391-00-084 | [7 empty] | a
| Active | Non-inventory Part | 0391-00-146-T | HILCO O-Ring Gasket | Tax | Sales | Cost of Goods Sold |  | 0 | HILCO O-Ring Gasket |  | 14.96 | Hilliard Corporation |  | 34 |  | 0391-00-146-T | [7 empty] | a
| Active | Non-inventory Part | 0391-00-162-T | HILCO O-Ring | Tax | Sales | Cost of Goods Sold |  | 0 | HILCO O-Ring |  | 10.2 | Hilliard Corporation |  | 24 |  | 0391-00-162-T | [7 empty] | a
| Active | Non-inventory Part | 0391-00-204-T | HILCO Cover Gasket | Tax | Sales | Cost of Goods Sold |  | 0 | HILCO Cover Gasket |  | 9.52 | Hilliard Corporation |  | 19.04 |  | 0391-00-204-T | [7 empty] | a
| Active | Non-inventory Part | 0391-00-277-T | O-Ring | Tax | Sales | Cost of Goods Sold |  | 0 | O-Ring |  | 68 | Hilliard Corporation |  | 124 |  | 0391-00-277-T | [7 empty] | a
| Active | Non-inventory Part | 0391-00-282-T | 0391-00-282-T | Tax | Sales | Cost of Goods Sold |  | 0 | 0391-00-282-T |  | 6.75 | Hilliard Corporation |  | 9.65 |  | 0391-00-282-T | [7 empty] | a
| Active | Non-inventory Part | 0391-00-361-T | Gasket | Tax | Sales | Cost of Goods Sold |  | 0 | Gasket |  | 22.44 | Hilliard Corporation |  | 33 |  | 0391-00-361-T | [7 empty] | a
| Active | Non-inventory Part | 0391-00-364-T | 0391-00-364-T | Tax | Sales | Cost of Goods Sold |  | 0 | 0391-00-364-T |  | 8.84 | Hilliard Corporation |  | 13 |  | 0391-00-364-T | [7 empty] | a
| Active | Non-inventory Part | 0391-00-393-T | HILCO Cover Gasket | Tax | Sales | Cost of Goods Sold |  | 0 | HILCO Cover Gasket |  | 14.28 | Hilliard Corporation |  | 25 |  | 0391-00-393-T | [7 empty] | a
| Active | Non-inventory Part | 0391-00-429-T | HILCO O-Ring | Tax | Sales | Cost of Goods Sold |  | 0 | HILCO O-Ring |  | 10.88 | Hilliard Corporation |  | 15.56 |  | 0391-00-429-T | [7 empty] | a
| Active | Non-inventory Part | 0391-00-463-T | HILCO O-Ring | Tax | Sales | Cost of Goods Sold |  | 0 | HILCO O-Ring |  | 10.88 | Hilliard Corporation |  | 25 |  | 0391-00-463-T | [7 empty] | a
| Active | Non-inventory Part | 0391-00-483-T | Viton O-Ring | Tax | Sales | Cost of Goods Sold |  | 0 | Viton O-Ring |  | 5.5 | Hilliard Corporation |  | 4.8 |  | 0391-00-483-T | [7 empty] | a
| Active | Non-inventory Part | 0391-00-489-T | HILCO O-Ring | Tax | Sales | Cost of Goods Sold |  | 0 | HILCO O-Ring |  | 14.25 | Hilliard Corporation |  | 20 |  | 0391-00-489-T | [7 empty] | a
| Active | Non-inventory Part | 0391-00-593-T | HILCO O-Ring | Tax | Sales | Cost of Goods Sold |  | 0 | HILCO O-Ring |  | 25.16 | Hilliard Corporation |  | 41 |  | 0391-00-593-T | [7 empty] | a
| Active | Non-inventory Part | 0391-00-715-T | O-Ring Viton | Tax | Sales | Cost of Goods Sold |  | 0 | O-Ring Viton |  | 28 | Hilliard Corporation |  | 9.52 |  | 0391-00-715-T | [7 empty] | a
| Active | Non-inventory Part | 0391-00-781 | HILCO Gasket | Tax | Sales | Cost of Goods Sold |  | 0 | HILCO Gasket |  | 111.38 | Hilliard Corporation |  | 65 |  | 0391-00-781 | [7 empty] | a
| Active | Non-inventory Part | 4030048 | Filter, F9 Conical, 12.75X17.5X26, Cone, G90 | Tax | Sales | Cost of Goods Sold |  | 0 | Filter, F9 Conical, clearcurrent PRO, 12.75X17.5X26, Cone, G90 |  | 95 | Parker-Hannifin Corporation |  | 295.63 |  | 4030048 |  | 12.75X17.5X26 | 12.75 | 17.5 | 26 |  |  | f
| Active | Non-inventory Part | 4030049 | Filter, F9 Cartridge, 12.75x26, Cylinder, G90 | Tax | Sales | Cost of Goods Sold |  | 0 | Filter, F9 Cartridge, clearcurrent PRO, 12.75x26, Cylinder, G90 |  | 83 | Parker-Hannifin Corporation |  | 251.09 |  | 4030049 |  | 12.75x26 | 12.75 | 26 |  |  |  | f
| Active | Non-inventory Part | 4030050 | Filter, E11 Conical, 12.75X17.5X26, Cone, G90 | Tax | Sales | Cost of Goods Sold |  | 0 | Filter, E11 Conical, clearcurrent PRO, 12.75X17.5X26, Cone, G90 |  | 120 | Parker-Hannifin Corporation |  | 240 |  | 4030050 |  | 12.75X17.5X26 | 12.75 | 17.5 | 26 |  |  | f
| Active | Non-inventory Part | 4030051 | Filter, E11 Cartridge, 12.75x26, Cylinder, G90 | Tax | Sales | Cost of Goods Sold |  | 0 | Filter, E11 Cartridge, clearcurrent PRO, 12.75x26, Cylinder, G90 |  | 110 | Parker-Hannifin Corporation |  | 220 |  | 4030051 |  | 12.75x26 | 12.75 | 26 |  |  |  | f
| Active | Non-inventory Part | 4030070 | Filter, F8 Conical, clearcurrent PRO, 12.75X17.5X26, Cone, G90, Syn Media | Tax | Sales | Cost of Goods Sold |  | 0 | Filter, F8 Conical, clearcurrent PRO, 12.75X17.5X26, Cone, G90, Syn Media |  | 95 | Parker-Hannifin Corporation |  | 190 |  | 4030070 |  | 12.75X17.5X26 | 12.75 | 17.5 | 26 |  |  | f
| Active | Non-inventory Part | 4030071 | Filter, F8 Cartridge, clearcurrent PRO, 12.75x26, Cylinder, G90, Syn Media | Tax | Sales | Cost of Goods Sold |  | 0 | Filter, F8 Cartridge, clearcurrent PRO, 12.75x26, Cylinder, G90, Syn Media |  | 83 | Parker-Hannifin Corporation |  | 166 |  | 4030071 |  | 12.75x26 | 12.75 | 26 |  |  |  | f
| Active | Non-inventory Part | 4030073 | Composite filter for LM6000L | Tax | Sales | Cost of Goods Sold |  | 0 | Composite filter for LM6000 |  | 110 | Parker-Hannifin Corporation |  | 145.08 |  | 4030073 | [7 empty] | f
| Active | Non-inventory Part | 06-014905 | GSKT BUNA-N 0.275 RD X 19.625 OD | Tax | Sales | Cost of Goods Sold |  | 0 | GSKT BUNA-N 0.275 RD X 19.625 OD |  | 74.54 | Precision Filter Products, LLC |  | 106.5 |  | 06-014905 | [7 empty] | a
| Active | Non-inventory Part | 06-014975 | GSKT BUNA-N .275 RD x 30. OD | Tax | Sales | Cost of Goods Sold |  | 0 | GSKT BUNA-N .275 RD x 30. OD |  | 58.64 | Hilliard Corporation |  | 78.2 |  | 06-014975 | [7 empty] | a
| Active | Non-inventory Part | 06-015625 GSKT | 06-015625 GSKT BUNA-N 0.275 RD X 6.0 MODCO | Tax | Sales | Cost of Goods Sold |  | 0 | 06-015625 GSKT BUNA-N 0.275 RD X 6.0 MODCO |  | 73.44 | Precision Filter Products, LLC |  | 112.98 |  | 06-015625 GSKT | [7 empty] | a
| Active | Non-inventory Part | 0625-00-038T | HILCO Motor Blower | Tax | Sales | Cost of Goods Sold |  | 0 | HILCO Motor Blower |  | 2277 | Hilliard Corporation |  | 3253 |  | 0625-00-038T | [7 empty] | a
| Active | Non-inventory Part | 0625-00-359-T | HILCO BLOWER ASSEMBLY | Tax | Sales | Cost of Goods Sold |  | 0 | HILCO BLOWER ASSEMBLY |  | 3250 | Hilliard Corporation |  | 5000 |  | 0625-00-359-T | [7 empty] | a
| Active | Non-inventory Part | 0630-03-020-C | HEAT EXCHANGER ASSEMBLY..- 6� 150# ANSI FF Inlet/Outlet..- Motor 1 HP, 1450 RPM, 380-400-415V/50HZ/3PH..- 1 HP 1775 RPM, 460V/60HZ/3PH 145TZ Frame, Suitable for ATEX Zone 2 Hazardous Service..- See Reference Drawing..0630-03-020-C | Tax | Sales | Cost of Goods Sold |  | 0 | HEAT EXCHANGER ASSEMBLY..- 6� 150# ANSI FF Inlet/Outlet..- Motor 1 HP, 1450 RPM, 380-400-415V/50HZ/3PH..- 1 HP 1775 RPM, 460V/60HZ/3PH 145TZ Frame, Suitable for ATEX Zone 2 Hazardous Service..- See Reference Drawing..0630-03-020-C |  | 18875 | Hilliard Corporation |  | 25168 |  | 0630-03-020-C | [7 empty] | a
| Active | Non-inventory Part | 100-5820 | P566500 DONALDSON Filter Replacement | Tax | Sales | Cost of Goods Sold |  | 0 | P566500 DONALDSON Filter Replacement |  | 85.89 | Killer Filter-PPD CREDIT CARD |  | 114.6 |  | 100-5820 | [7 empty] | a
| Active | Non-inventory Part | 10000154 | DE 181~421 POWER SUPPLY 120-277 V..(W/ TOMBSTONES) | Tax | Sales | Cost of Goods Sold |  | 0 | DE 181~421 POWER SUPPLY 120-277 V..(W/ TOMBSTONES) |  | 124.2 | UV Resources (Steril-Aire) |  | 191.37 |  | 10000154 | [7 empty] | a
| Active | Non-inventory Part | 10003-1636 |  | Tax | Sales | Cost of Goods Sold |  | 0 | .... |  | 1087.5 | Hilliard Corporation |  | 1553.6 |  | 10003-1636 | [7 empty] | a
| Active | Non-inventory Part | 10014-033 | HILCO REPAIR KIT- 1.5" B STYLE VALVE | Tax | Sales | Cost of Goods Sold |  | 0 | HILCO REPAIR KIT- 1.5" B STYLE VALVE |  | 744.68 | Hilliard Corporation |  | 1145.66 |  | 10014-033 | [7 empty] | a
| Active | Non-inventory Part | 10014-128 | HILCO REBUILD KIT 1.5" E VLV W/SS | Tax | Sales | Cost of Goods Sold |  | 0 | HILCO REBUILD KIT 1.5" E VLV W/SS |  | 1383 | Hilliard Corporation |  | 2127.7 |  | 10014-128 | [7 empty] | a
| Active | Non-inventory Part | 103-5703 | P566220 DONALDSON Filter Replacement | Tax | Sales | Cost of Goods Sold |  | 0 | P566220 DONALDSON Filter Replacement |  | 79.19 | Killer Filter-PPD CREDIT CARD |  | 106.2 |  | 103-5703 | [7 empty] | a
| Active | Non-inventory Part | 104Cx96 | 104Cx96, BAG IN BAG OUT | Tax | Sales | Cost of Goods Sold |  | 0 | 104Cx96, BAG IN BAG OUT |  | 115 | P & G Manufacturing |  | 176.92 |  | 104Cx96 | [7 empty] | a
| Not-active | Non-inventory Part | 107052-02 | Part# 107052-02..Viledon P15/350S Bulk Roll LOGO | Tax | Sales | Cost of Goods Sold |  | 0 | Part# 107052-02..Viledon P15/350S Bulk Roll LOGO |  | 1388.28 | Freudenberg Filtration Technologies, L.P. |  | 1388.28 |  | 107052-02
| Active | Non-inventory Part | 11-0007-HT511-00-C | Part#11-0007..HT511-00-C Fuller Earth Filter Cartridge | Tax | Sales | Cost of Goods Sold |  | 0 | Part#11-0007..HT511-00-C Fuller Earth Filter Cartridge |  | 25.68 | Filter-Mart Corporation |  | 102 | [9 empty] | a
| Active | Non-inventory Part | 1122-C-AC | PECO Activated Carbon Canister | Tax | Sales | Cost of Goods Sold |  | 0 | PECO Activated Carbon Canister |  | 115.52 | Precision Filter Products, LLC |  | 165 |  | 1122-C-AC | [7 empty] | a
| Active | Non-inventory Part | 11S000034 | 11S000034 (C-86) 2" WIRE FORMS | Tax | Sales | Cost of Goods Sold |  | 0 | 11S000034 (C-86) 2" WIRE FORMS |  | 0.62 | EFC International |  | 1.29 |  | 11S000034 | [7 empty] | a
| Active | Non-inventory Part | 1215-02-003-T | 1215-02-003-T | Tax | Sales | Cost of Goods Sold |  | 0 | 1215-02-003-T |  | 0 | Hilliard Corporation |  | 68 |  | 1215-02-003-T | [7 empty] | a
| Active | Non-inventory Part | 1215-17-003-T | BEARING INPUT SHAFT | Tax | Sales | Cost of Goods Sold |  | 0 | BEARING INPUT SHAFT |  | 20.6 | Hilliard Corporation |  | 34.33 |  | 1215-17-003-T | [7 empty] | a
| Active | Non-inventory Part | 1215-17-007T | BEARING-CLUTCH ANGULAR CONTACT | Tax | Sales | Cost of Goods Sold |  | 0 | BEARING-CLUTCH ANGULAR CONTACT |  | 697.25 | Hilliard Corporation |  | 1162.2 |  | 1215-17-007T | [7 empty] | a
| Active | Non-inventory Part | 1224-SPORAX | 12x24 Rigid Pad w/Sporax | Tax | Sales | Cost of Goods Sold |  | 0 | 12x24 Rigid Pad w/Sporax |  | 3.9 | Fiber Bond Corporation |  | 5.78 |  | 1224-SPORAX |  | 12x24 | 12 | 24 |  |  |  | f
| Active | Non-inventory Part | 12243SS3401NoHoles | 3401 Style Frame (No Holes) 12x24x3 A-8 Stainless Steel Frame | Tax | Sales | Cost of Goods Sold |  | 0 | 3401 Style Frame (No Holes) 12x24x3 A-8 Stainless Steel Frame |  | 34.5 | Aircon Filter Mfg. Co., Inc. |  | 49.29 |  |  |  | 12x24x3 | 12 | 24 | 3 |  |  | a
| Active | Non-inventory Part | 122Cx96 | 122Cx96, BAG IN BAG OUT | Tax | Sales | Cost of Goods Sold |  | 0 | 122Cx96, BAG IN BAG OUT |  | 115 | P & G Manufacturing |  | 176.92 |  | 122Cx96 | [7 empty] | a
| Active | Non-inventory Part | 1230-2Ply | 12x30 2-Ply Panel | Tax | Sales | Cost of Goods Sold |  | 0 | 12x30 2-Ply Panel |  | 0 | M.L. Filters |  | 8.15 |  | 1230-2Ply |  | 12x30 | 12 | 30 |  |  | 8 | f
| Active | Non-inventory Part | 1256-01-009-T | OIL SEAL | Tax | Sales | Cost of Goods Sold |  | 0 | OIL SEAL |  | 34 | Hilliard Corporation |  | 56.67 |  | 1256-01-009-T | [7 empty] | a
| Active | Non-inventory Part | 1260753 | 1260753 ..Hydac Repair Kit DFDK160/240/280 G1.1 NBR | Tax | Sales | Cost of Goods Sold |  | 0 | 1260753 ..Hydac Repair Kit DFDK160/240/280 G1.1 NBR |  | 144.04 | Precision Filter Products, LLC |  | 221.6 |  | 1260753 | [7 empty] | a
| Active | Non-inventory Part | 1279-00-053-T | RETAINING RING INPUT SHAFT BEARING | Tax | Sales | Cost of Goods Sold |  | 0 | RETAINING RING INPUT SHAFT BEARING |  | 10 | Hilliard Corporation |  | 16.66 |  | 1279-00-053-T | [7 empty] | a
| Active | Non-inventory Part | 1280-2ply | 12x80 2-Ply Poly Link | Tax | Sales | Cost of Goods Sold |  | 0 | 12x80 2-Ply Poly Link |  | 14.22 | M.L. Filters |  | 0 |  |  |  | 12x80 | 12 | 80 |  |  | 8 | f
| Active | Non-inventory Part | 1280-3-Ply | 12x80 3-Ply Poly Panel | Tax | Sales | Cost of Goods Sold |  | 0 | 12x80 3-Ply Poly Panel |  | 0 | M.L. Filters | [5 empty] | 12x80 | 12 | 80 |  |  | 8 | f
| Active | Non-inventory Part | 1430-2ply | 14x30 2-Ply Poly Panel | Tax | Sales | Cost of Goods Sold |  | 0 | 14x30 2-Ply Poly Panel |  | 5.08 | M.L. Filters |  | 7.55 |  |  |  | 14x30 | 14 | 30 |  |  | 8 | f
| Active | Non-inventory Part | 1550M1950V380U2P0 | 1550M1950V380U2P0 16x20x4 HM Modules | Tax | Sales | Cost of Goods Sold |  | 0 | 1550M1950V380U2P0 16x20x4 HM Modules |  | 630.2 | Freudenberg Filtration Technologies, L.P. |  | 977.44 |  | 1550M1950V380U2P0 |  | 16x20x4 | 16 | 20 | 4 |  |  | a
| Active | Non-inventory Part | 1640-2ply | 16x40 2-Ply Panel | Tax | Sales | Cost of Goods Sold |  | 0 | 16x40 2-Ply Panel |  | 8.03 | M.L. Filters |  | 12.35 |  |  |  | 16x40 | 16 | 40 |  |  | 8 | f
| Active | Non-inventory Part | 1648-3-Ply | 16x48 3-Ply Poly Panel | Tax | Sales | Cost of Goods Sold |  | 0 | 16x48 3-Ply Poly Panel |  | 0 | M.L. Filters |  | 0 |  |  |  | 16x48 | 16 | 48 |  |  | 8 | f
| Active | Non-inventory Part | 1690-3ply | 16x90 3-Ply Poly Link | Tax | Sales | Cost of Goods Sold |  | 0 | 16x90 3-Ply Poly Link |  | 16.3 | M.L. Filters |  | 0 |  | 1690-3ply |  | 16x90 | 16 | 90 |  |  | 8 | f
| Active | Non-inventory Part | 1831-2Ply | 18x31 2-Ply Poly Panel | Tax | Sales | Cost of Goods Sold |  | 0 | 18x31 2-Ply Panel |  | 0 | M.L. Filters |  | 0 |  |  |  | 18x31 | 18 | 31 |  |  | 8 | f
| Active | Non-inventory Part | 1835396-006 | 1835396-006:..17.5" OD (18.5" W/ LIP) x 14.00" ID X 26" DuraShield Composite Air Filter Cartridge Assembly, Open / Closed End Caps, Gasket - Includes Inner Pre-Filter Liner & Retainer Strip.. | Tax | Sales | Cost of Goods Sold |  | 0 | 1835396-006:..17.5" OD (18.5" W/ LIP) x 14.00" ID X 26" DuraShield Composite Air Filter Cartridge Assembly, Open / Closed End Caps, Gasket - Includes Inner Pre-Filter Liner & Retainer Strip.. |  | 105 | AAF/Flanders Corporation |  | 0 |  |  |  |  | 17.5 | 14 | 26 |  |  | f
| Active | Non-inventory Part | 1848- 3-Ply Poly Panel | 18x48 3-Ply Poly Panel | Tax | Sales | Cost of Goods Sold |  | 0 | 18x48 3-Ply Poly Panel |  | 9.3 | M.L. Filters |  | 0 |  |  |  | 18x48 | 18 | 48 |  |  | 8 | f
| Active | Non-inventory Part | 1848-2 Ply Link | 18x48-2 Ply Link | Tax | Sales | Cost of Goods Sold |  | 0 | 18x48-2 Ply Link |  | 0 | M.L. Filters |  | 0 |  | 1848-2 Ply Link |  | 18x48 | 18 | 48 |  |  | 8 | f
| Not-active | Non-inventory Part | 1CCC-2SPLUS | Coupon, Copper/ Silver, Logger | Tax | Sales | Cost of Goods Sold |  | 0 | Coupon, Copper/ Silver, Logger |  | 150 | Freudenberg Filtration Technologies, L.P. |  | 214.28 |  | 1CCC-2SPLUS
| Active | Non-inventory Part | 2" Long Nose Clip | 2� Long Nose clip | Tax | Sales | Cost of Goods Sold |  | 0 | 11S000004-99 2� Long Nose clip |  | 0.84 | EFC International |  | 1.29 |  | 2" Long Nose Clip | [7 empty] | a
| Active | Non-inventory Part | 200-75-R | 200-75-R Balston Filter Cartridge (Box of 15) | Tax | Sales | Cost of Goods Sold |  | 0 | Balston Filter Cartridges (Box of 15) |  | 1535 | Precision Filter Products, LLC |  | 2421.59 |  | 200-75-R | [7 empty] | f
| Active | Non-inventory Part | 20000400-30 | GTD 34 VO - DOUBLE ENDED..EMITTER FOR DE 361 | Tax | Sales | Cost of Goods Sold |  | 0 | GTD 34 VO - DOUBLE ENDED..EMITTER FOR DE 361 - 30 PACK |  | 3791 | UV Resources (Steril-Aire) |  | 92.48 |  | 20000400-30 | [7 empty] | a
| Active | Non-inventory Part | 2045-2ply | 20x45 2-Ply Poly Panel | Tax | Sales | Cost of Goods Sold |  | 0 | 20x45 2-Ply Poly Panel |  | 0 | M.L. Filters |  | 0 |  |  |  | 20x45 | 20 | 45 |  |  | 8 | f
| Active | Non-inventory Part | 2045-3Ply | 20x45 3-Ply Panel | Tax | Sales | Cost of Goods Sold |  | 0 | 20x45 3-Ply Panel |  | 0 | M.L. Filters |  | 0 |  |  |  | 20x45 | 20 | 45 |  |  | 8 | f
| Active | Non-inventory Part | 2048-2ply | 20x48 2-Ply Poly Link | Tax | Sales | Cost of Goods Sold |  | 0 | 20x48 2-Ply Poly Link |  | 8.94 | M.L. Filters |  | 13.75 |  |  |  | 20x48 | 20 | 48 |  |  | 8 | f
| Active | Non-inventory Part | 2048-3-Ply | 20x48 3-Ply Poly Panel | Tax | Sales | Cost of Goods Sold |  | 0 | 20x48 3-Ply Poly Panel |  | 0 | M.L. Filters |  | 0 |  |  |  | 20x48 | 20 | 48 |  |  | 8 | f
| Active | Non-inventory Part | 2053-2Ply | 20x53 2-Ply Poly Panel | Tax | Sales | Cost of Goods Sold |  | 0 | 20x53 2-Ply Poly Panel |  | 11.3 | M.L. Filters |  | 18.04 |  | 2053-2Ply |  | 20x53 | 20 | 53 |  |  | 8 | f
| Active | Non-inventory Part | 2065621 | 2065621..Hydac Replacement Element 0160D025W/HC | Tax | Sales | Cost of Goods Sold |  | 0 | 2065621..Hydac Replacement Element 0160D025W/HC |  | 206.98 | Precision Filter Products, LLC |  | 295.69 |  | 2065621 | [7 empty] | a
| Active | Non-inventory Part | 2090-3-Ply | 20x90 3-Ply Poly Panel | Tax | Sales | Cost of Goods Sold |  | 0 | 20x90 3-Ply Poly Panel |  | 0 | M.L. Filters |  | 0 |  |  |  | 20x90 | 20 | 90 |  |  | 8 | f
| Active | Non-inventory Part | 21000110 EGTS16 VO | 21000110 EGTS 16 VO EMITTER 1 PACK ¦ 21000110 | Tax | Sales | Cost of Goods Sold |  | 0 | 21000110 EGTS 16 VO EMITTER 1 PACK ¦ 21000110 |  | 113.4 | UV Resources (Steril-Aire) |  | 87.23 |  | 21000110 EGTS16 VO | [7 empty] | a
| Active | Non-inventory Part | 210924102 | 24" x 24" Poly Shield XI Panel | Tax | Sales | Cost of Goods Sold |  | 0 | 24" x 24" 95-102 Poly Shield XI Panel |  | 35.65 | Fiber Bond Corporation |  | 0 |  | 210924102 |  | 24" x 24" | 24 | 24 |  |  | 11 | f
| Active | Non-inventory Part | 21ME01-30820130 | HILCO HYDROGEN FILTER ASSEMBLY..(HILCO DWG #3082-01-030-C) similar too DWG..- 4� -150# ANSI RF Flanged Inlet/Outlet Connections...- �� FNPT Vent/Drain Connections...- 15psi design...- Stainless Steel Construction...- Buna-N Seals...- HILCO Hydrogen Car... | Tax | Sales | Cost of Goods Sold |  | 0 | HILCO HYDROGEN FILTER ASSEMBLY..(HILCO DWG #3082-01-030-C) similar too DWG..- 4� -150# ANSI RF Flanged Inlet/Outlet Connections...- �� FNPT Vent/Drain Connections...- 15psi design...- Stainless Steel Construction...- Buna-N Seals...- HILCO Hydrogen Car... |  | 8917 | Hilliard Corporation |  | 11146.25 |  | 21ME01-30820130 | [7 empty] | a
| Active | Non-inventory Part | 22" Crank | PN 3750 22" Assembly Crank | Tax | Sales | Cost of Goods Sold |  | 0 | PN 3750 22" Assembly Crank |  | 11.24 | Riverfront Machine |  | 9.04 |  | 22" Crank | [7 empty] | a
| Active | Non-inventory Part | 22021 | Seal Set W/Lubricant | Tax | Sales | Cost of Goods Sold |  | 0 | Seal Set w/ Lubricant |  | 84.59 | Precision Filter Products, LLC |  | 138.89 |  | 22021 | [7 empty] | a
| Active | Non-inventory Part | 228374001 | Campulse HemiPleat 1.18" bolt hole /E10/GTC/Galv./Small CYL 26L | Tax | Sales | Cost of Goods Sold |  | 0 | Campulse HemiPleat 1.18" bolt hole /E10/GTC/Galv./Small CYL 26L |  | 127.15 | Camfill USA INC |  | 198.55 | [9 empty] | a
| Active | Non-inventory Part | 22HMF-496012006 | HILCO GAS COMPRESSOR FILTER SEPARATOR..(HILCO DWG #4960-12-006-D)..- 6� -600# ANSI RFLWN Flanged Inlet/Outlet Connections...- 1� 300# NPT Gauge/Drain/Equalizer Connections...- �� � 600# NPT PSV Connection...- 12� Top Flange Connection...- 900PSI Design... | Tax | Sales | Cost of Goods Sold |  | 0 | HILCO GAS COMPRESSOR FILTER SEPARATOR..(HILCO DWG #4960-12-006-D)..- 6� -600# ANSI RFLWN Flanged Inlet/Outlet Connections...- 1� 300# NPT Gauge/Drain/Equalizer Connections...- �� � 600# NPT PSV Connection...- 12� Top Flange Connection...- 900PSI Design... |  | 89990 | Hilliard Corporation |  | 99988.88 |  | 22HMF-496012006 | [7 empty] | a
| Active | Non-inventory Part | 231P | 231P ..SOLBERG Filter Element: Polyester, 9.5 in Overall Ht, 3 5/8 in Inside Dia, 5..3/4 in Outside Dia | Tax | Sales | Cost of Goods Sold |  | 0 | 231P ..SOLBERG Filter Element: Polyester, 9.5 in Overall Ht, 3 5/8 in Inside Dia, 5..3/4 in Outside Dia |  | 35.89 | Precision Filter Products, LLC |  | 55.22 |  | 231P | [7 empty] | a
| Active | Non-inventory Part | 24114-3ply | 24x114 3 Ply Poly Link | Tax | Sales | Sales |  | 0 | 24x114 3 Ply Poly Link |  | 28 | M.L. Filters |  | 43.03 |  |  |  | 24x114 | 24 | 114 |  |  | 8 | f
| Active | Non-inventory Part | 2424-SPORAX | 24x24 Rigid Pad w/Sporax | Tax | Sales | Cost of Goods Sold |  | 0 | 24x24 Rigid Pad w/Sporax |  | 3.9 | Fiber Bond Corporation |  | 7.2 |  | 2424-SPORAX |  | 24x24 | 24 | 24 |  |  | 6 | f
| Active | Non-inventory Part | 24242C140 | 24x24x2 Class 1 Pleat, 40% Metal Frame | Tax | Sales | Cost of Goods Sold |  | 0 | 24x24x2 Class 1 Pleat, 40% Metal Frame |  | 22.2208 | Commercial Filters Sales |  | 0 |  |  |  | 24x24x2 | 24 | 24 | 2 | 40% | 7 | f
| Active | Non-inventory Part | 24243SS3401NoHoles | 3401 Style Frame (No Holes) 24x24x3 A-8 Stainless Steel Frame | Tax | Sales | Cost of Goods Sold |  | 0 | 3401 Style Frame (No Holes) 24x24x3 A-8 Stainless Steel Frame |  | 37.5 | Aircon Filter Mfg. Co., Inc. |  | 53.57 |  | 24243SS3401NoHoles |  | 24x24x3 | 24 | 24 | 3 |  |  | f
| Active | Non-inventory Part | 2436-2ply | 24x36 2-Ply Poly Panel | Tax | Sales | Cost of Goods Sold |  | 0 | 24x36 2-Ply Poly Panel |  | 0 | M.L. Filters |  | 0 |  |  |  | 24x36 | 24 | 36 |  |  | 8 | f
| Active | Non-inventory Part | 2436-3ply | 24x36 3- Ply Poly Panel | Tax | Sales | Cost of Goods Sold |  | 0 | 24x36 3- Ply Poly Pane |  | 0 | M.L. Filters |  | 0 |  |  |  | 24x36 | 24 | 36 |  |  | 8 | f
| Active | Non-inventory Part | 2472-2ply | 24x72 2Ply Poly Panel | Tax | Sales | Cost of Goods Sold |  | 0 | 24x72 2Ply Poly Panel |  | 14.91 | M.L. Filters |  | 22.94 |  | 2472-2ply |  | 24x72 | 24 | 72 |  |  | 8 | f
| Active | Non-inventory Part | 2480-2ply | 24x80 2-Ply Poly Link | Tax | Sales | Cost of Goods Sold |  | 0 | 24x80 2-Ply Poly Link |  | 0 | M.L. Filters |  | 0 |  |  |  | 24x80 | 24 | 80 |  |  | 8 | f
| Active | Non-inventory Part | 2484-2ply | 24x84 2Ply Poly Panel | Tax | Sales | Cost of Goods Sold |  | 0 | 24x84 2Ply Poly Panel |  | 18.4 | M.L. Filters |  | 28.31 |  | 2484-2ply |  | 24x84 | 24 | 84 |  |  | 8 | f
| Active | Non-inventory Part | 2490-2ply | 24x90 2-Ply Poly Panel | Tax | Sales | Cost of Goods Sold |  | 0 | 24x90 2-Ply Poly Panel |  | 0 | M.L. Filters |  | 0 |  |  |  | 24x90 | 24 | 90 |  |  | 8 | f
| Active | Non-inventory Part | 25120-2ply | 25x120 2-Ply Poly Link | Tax | Sales | Cost of Goods Sold |  | 0 | 25x120 2-Ply Poly Link |  | 0 | M.L. Filters |  | 42.46 |  |  |  | 25x120 | 25 | 120 |  |  | 8 | f
| Active | Non-inventory Part | 25120-3-Ply | 25x120 3-Ply Poly Panel | Tax | Sales | Cost of Goods Sold |  | 0 | 25x120 3-Ply Poly Panel |  | 0 | M.L. Filters |  | 0 |  |  |  | 25x120 | 25 | 120 |  |  | 8 | f
| Active | Non-inventory Part | 26" Crank | PN 3580 26" Assembly Crank | Tax | Sales | Cost of Goods Sold |  | 0 | PN 3580 26" Assembly Crank |  | 11.04 | Riverfront Machine |  | 0 |  | 26" Crank | [7 empty] | a
| Active | Non-inventory Part | 26718-530401118 | HILCO EHC OIL CONDITIONING SYSTEM..(HILCO DWG #5304-01-118-C)..- -16 SAE Inlet/Outlet Connections...- �� FNPT Drain Connection...- 100psi design...- ASME Code Construction...- Carbon Steel Construction Housings, with Zinc Coated Bolting and Stainless-S... | Tax | Sales | Cost of Goods Sold |  | 0 | HILCO EHC OIL CONDITIONING SYSTEM..(HILCO DWG #5304-01-118-C)..- -16 SAE Inlet/Outlet Connections...- �� FNPT Drain Connection...- 100psi design...- ASME Code Construction...- Carbon Steel Construction Housings, with Zinc Coated Bolting and Stainless-S... |  | 5466 | Hilliard Corporation |  | 6430.6 |  | 26718-530401118 | [7 empty] | a
| Active | Non-inventory Part | 28-0012PH-3-04-11-23 | 28-0012PH-3-04-11-23..Equivalent PK12-CHS | Tax | Sales | Cost of Goods Sold |  | 0 | 28-0012PH-3-04-11-23..#12PH HALF SIZE PLASTIC MODULE FILLED (Equivalent to Purafil CHS Media) |  | 192.28 | RSE Incorporated |  | 293.2 |  | 28-0012PH-3-04-11-23 | [7 empty] | a
| Active | Non-inventory Part | 3040-2ply | 30x40 2-Ply Poly Link | Tax | Sales | Cost of Goods Sold |  | 0 | 30x40 2-Ply Poly Link |  | 0 | M.L. Filters |  | 0 |  |  |  | 30x40 | 30 | 40 |  |  | 8 | f
| Active | Non-inventory Part | 3040-3Ply | 30x40 3-Ply Poly Panel | Tax | Sales | Cost of Goods Sold |  | 0 | 30x40 3-Ply Poly Panel |  | 14.2 | M.L. Filters |  | 0 |  |  |  | 30x40 | 30 | 40 |  |  | 8 | f
| Active | Non-inventory Part | 31-036-055-S.3 | Absolute Separator..4� x 5� x 36" L | Tax | Cost of Goods Sold |  |  | 0 |  |  | 0 |  |  | 322 |  |  |  |  | 4 | 5 | 36 |  |  | a
| Active | Non-inventory Part | 3143-T | 3143-T Rolled Cotton and Wood with Spiral Seamed Tin Plated Steel Center..Tube, 10-15 Micron, 4" OD x 28 3/4" L with Acrylic Sock Cover | Tax | Sales | Cost of Goods Sold |  | 0 | 3143-T Rolled Cotton and Wood with Spiral Seamed Tin Plated Steel Center..Tube, 10-15 Micron, 4" OD x 28 3/4" L with Acrylic Sock Cover |  | 50 | Precision Filter Products, LLC |  | 103.75 |  | 3143-T | [7 empty] | a
| Active | Non-inventory Part | 326-7584 | 326-7584..Same as Clark Reliance PN 2710H9V | Tax | Sales | Cost of Goods Sold |  | 0 | 326-7584..Same as Clark Reliance PN 2710H9V |  | 679.55 | Cleanova |  | 1278.08 | [9 empty] | a
| Active | Non-inventory Part | 330070412 | 24 x 24 x 12 Dustlok 30-HC | Tax | Sales | Cost of Goods Sold |  | 0 | 24 x 24 x 12 Dustlok 30-HC |  | 26.03 | Fiber Bond Corporation |  | 0 |  | 330070412 |  | 24 x 24 x 12 | 24 | 24 | 12 |  |  | f
| Active | Non-inventory Part | 3820-01-XXX | HILCO REPLACEMENT FILTER CARTRIDGE..(Replace Hydac #2206154)..Anti-Static Cartridge | Tax | Sales | Cost of Goods Sold |  | 0 | HILCO REPLACEMENT FILTER CARTRIDGE..(Replace Hydac #2206154)..Anti-Static Cartridge |  | 152 | Hilliard Corporation |  | 223.52 |  | 3820-01-XXX | [7 empty] | f
| Active | Non-inventory Part | 3820-03-004-C | HILCO Filter Cartridge | Tax | Sales | Cost of Goods Sold |  | 0 | HILCO Filter Cartridge |  | 89.76 | Hilliard Corporation |  | 128.22 |  | 3820-03-004-C | [7 empty] | f
| Active | Non-inventory Part | 3820-03-010-C | HILCO Filter Cartridge..(Direct Replacement for Donaldson P566338) | Tax | Sales | Cost of Goods Sold |  | 0 | HILCO Filter Cartridge..(Direct Replacement for Donaldson P566338) |  | 0 | Hilliard Corporation |  | 120.4 | [9 empty] | f
| Active | Non-inventory Part | 3820-03-013-C | HILCO Gas Turbine Gear Box Filter..(Direct OEM Replacement of Donaldson P566198).... | Tax | Sales | Cost of Goods Sold |  | 0 | HILCO PLEATED CARTRIDGE..(Replaces: Donaldson P566198) |  | 23.34 | Hilliard Corporation |  | 33.34 |  | 3820-03-013-C | [7 empty] | f
| Active | Non-inventory Part | 3820-11-001-A | HILCO Filter Cartridge GE Part #B984C302AP012 equiv to pall #HC9021FDR4ZYGE | Tax | Sales | Cost of Goods Sold |  | 0 | HILCO Filter Cartridge GE Part #B984C302AP012 equiv to pall #HC9021FDR4ZYGE |  | 81.6 | Hilliard Corporation |  | 112.31 |  | 3820-11-001-A | [7 empty] | f
| Active | Non-inventory Part | 3820-11-013-C | HILCO Hydraulic Start Filter..(Direct OEM Replacement of Donaldson P566202).. | Tax | Sales | Cost of Goods Sold |  | 0 | HILCO PLEATED CARTRIDGE..(Replaces: Donaldson P566202) |  | 28.33 | Hilliard Corporation |  | 40.47 |  | 3820-11-013-C | [7 empty] | f
| Active | Non-inventory Part | 3820-14-046 | 3820-14-046 Filter Hydraulic Oil | Tax | Sales | Cost of Goods Sold |  | 0 | 3820-14-046 Filter Hydraulic Oil |  | 122.5 | Hilliard Corporation |  | 175 |  | 3820-14-046 | [7 empty] | f
| Active | Non-inventory Part | 3830-01-048 | HILCO Pleated Cartridge | Tax | Sales | Cost of Goods Sold |  | 0 | HILCO Pleated Cartridge |  | 310.08 | Hilliard Corporation |  | 223.07 |  | 3830-01-048 | [7 empty] | f
| Active | Non-inventory Part | 3830-03-071-C | HILCO PLEATED CARTRIDGE | Tax | Sales | Cost of Goods Sold |  | 0 | HILCO PLEATED CARTRIDGE |  | 182.92 | Hilliard Corporation |  | 198 |  | 3830-03-071-C | [7 empty] | f
| Active | Non-inventory Part | 3830-03-093-C | HILCO Hydraulic Start Filter.. (Direct OEM Replacement of Donaldson P566371) | Tax | Sales | Cost of Goods Sold |  | 0 | HILCO PLEATED CARTRIDGE..(Replaces: Donaldson P566371).. |  | 356.67 | Hilliard Corporation |  | 509.53 |  | 3830-03-093-C | [7 empty] | f
| Active | Non-inventory Part | 3830-03-xxx | HILCO Hydraulic Filter Element..(Direct Replacement for HYDAC 0240 D020 BH4HC/-V) | Tax | Sales | Cost of Goods Sold |  | 0 | HILCO Hydraulic Filter Element..(Direct Replacement for HYDAC 0240 D020 BH4HC/-V).. |  | 184.96 | Hilliard Corporation |  | 369.92 |  | 3830-03-xxx | [7 empty] | f
| Active | Non-inventory Part | 3830-11-058-C | HILCO Pleated Cartridge | Tax | Sales | Cost of Goods Sold |  | 0 | HILCO Pleated Cartridge |  | 83.64 | Hilliard Corporation |  | 116.12 |  | 3830-11-058-C | [7 empty] | f
| Active | Non-inventory Part | 3830-12-091-C | 3830-12-091-C Hilco Filter Cartridge | Tax | Sales | Cost of Goods Sold |  | 0 | Hilco Filter Cartridge |  | 112.88 | Hilliard Corporation |  | 627.52 |  | 3830-12-091-C | [7 empty] | f
| Active | Non-inventory Part | 3830-14-010-C | HILCO Pleated Cartridge | Tax | Sales | Cost of Goods Sold |  | 0 | HILCO Pleated Cartridge |  | 153 | Hilliard Corporation |  | 134.95 |  | 3830-14-010-C | [7 empty] | f
| Active | Non-inventory Part | 3830-14-017-C | HILCO Filter Element..Lube Oil Supply & Return..(Direct OEM Replacement of Donaldson P566220).. | Tax | Sales | Cost of Goods Sold |  | 0 | HILCO PLEATED CARTRIDGE..(Replaces: Donaldson P566220) |  | 83.34 | Hilliard Corporation |  | 119.06 |  | 3830-14-017-C | [7 empty] | f
| Active | Non-inventory Part | 3830-14-061-C | HILCO Filter Element | Tax | Sales | Cost of Goods Sold |  | 0 | HILCO Filter Element |  | 219.64 | Hilliard Corporation |  | 318 |  | 3830-14-061-C | [7 empty] | f
| Active | Non-inventory Part | 3830-14-068-A | HILCO Filter Cartridge | Tax | Sales | Cost of Goods Sold |  | 0 | HILCO Filter Cartridge |  | 297.16 | Hilliard Corporation |  | 424.54 |  | 3830-14-068-A | [7 empty] | f
| Active | Non-inventory Part | 3830-14-089-C | 3830-14-089-C Hilco Filter Cartridge | Tax | Sales | Cost of Goods Sold |  | 0 | Hilco Filter Cartridge |  | 161.2 | Hilliard Corporation |  | 323.5 |  | 3830-14-089-C | [7 empty] | f
| Active | Non-inventory Part | 3830-14-095-C | HILCO Pleated Cartridge | Tax | Sales | Cost of Goods Sold |  | 0 | HILCO Pleated Cartridge |  | 192.44 | Hilliard Corporation |  | 269.9 |  | 3830-14-095-C | [7 empty] | f
| Active | Non-inventory Part | 3830-14-098-C | HILCO Filter Cartridge..(Direct Replacement of Pall HC9651DP16Z) | Tax | Sales | Cost of Goods Sold |  | 0 | HILCO Filter Cartridge..(Direct Replacement of Pall HC9651DP16Z) |  | 0 | Hilliard Corporation |  | 414 | [9 empty] | f
| Active | Non-inventory Part | 3830-14-099-C | 3830-14-099-C Hilco Filter Cartridge | Tax | Sales | Cost of Goods Sold |  | 0 | Hilco Filter Cartridge |  | 248.2 | Hilliard Corporation |  | 321.99 |  | 3830-14-099-C | [7 empty] | f
| Active | Non-inventory Part | 3840-03-121 | Hilco Pleated Cartridge | Tax | Sales | Cost of Goods Sold |  | 0 | Hilco Pleated Cartridge |  | 117.64 | Hilliard Corporation |  | 168 | [9 empty] | f
| Active | Non-inventory Part | 3840-12-012-C | HILCO Filter Cartridge..(Direct Replacement for Pall HC8900FAN39Z) | Tax | Sales | Cost of Goods Sold |  | 0 | HILCO Filter Cartridge..(Direct Replacement for Pall HC8900FAN39Z) |  | 0 | Hilliard Corporation |  | 343 | [9 empty] | f
| Active | Non-inventory Part | 3840-12-091-C | HILCO Pleated Cartridge..(Replace: Pall P/N #HC8900FAN39Z) | Tax | Sales | Cost of Goods Sold |  | 0 | HILCO Pleated Cartridge..(Replace: Pall P/N #HC8900FAN39Z) |  | 232.56 | Hilliard Corporation |  | 357.78 | [9 empty] | f
| Active | Non-inventory Part | 3840-12-XXX | HILCO Hydraulic Oil Filter Element | Tax | Sales | Cost of Goods Sold |  | 0 | HILCO Hydraulic Oil Filter Element |  | 0 | Hilliard Corporation |  | 412 | [9 empty] | f
| Active | Non-inventory Part | 3840-14-077-C | HILCO Filter Element..Turbine Oil..(Direct OEM replacement of Donaldson P566500).. | Tax | Sales | Cost of Goods Sold |  | 0 | HILCO PLEATED CARTRIDGE..(Replaces: Donaldson P566500) |  | 90 | Hilliard Corporation |  | 128.57 |  | 3840-14-077-C | [7 empty] | f
| Active | Non-inventory Part | 3840-14-XXX | HILCO Filter Cartridge..(Direct Replacement of Donaldson P5665000) | Tax | Sales | Cost of Goods Sold |  | 0 | HILCO Filter Cartridge..(Direct Replacement of Donaldson P5665000) |  | 90 | Hilliard Corporation |  | 128.57 | [9 empty] | f
| Active | Non-inventory Part | 3850-03-053 | HILCO Filter Cartridge | Tax | Sales | Cost of Goods Sold |  | 0 | HILCO Filter Cartridge |  | 425 | Hilliard Corporation |  | 366.15 |  | 3850-03-053 | [7 empty] | f
| Active | Non-inventory Part | 3850-12-XXX | HILCO Filter Element..Generator Oil..(Direct OEM Replacement of Donaldson P571365).. | Tax | Sales | Cost of Goods Sold |  | 0 | HILCO PLEATED CARTRIDGE..(Replaces: Donaldson P571365) |  | 198.34 | Hilliard Corporation |  | 283.34 |  | 3850-12-XXX | [7 empty] | f
| Active | Non-inventory Part | 3850-22-003-C | 3850-22-003-C Hilco Filter Cartridge | Tax | Sales | Cost of Goods Sold |  | 0 | Hilco Filter Cartridge |  | 71.04 | Hilliard Corporation |  | 93.1 |  | 3850-22-003-C | [7 empty] | f
| Active | Non-inventory Part | 3860-01-011-C | HILCO Filter Cartridge | Tax | Sales | Cost of Goods Sold |  | 0 | HILCO Filter Cartridge |  | 0 | Hilliard Corporation |  | 108 | [9 empty] | f
| Active | Non-inventory Part | 3860-05-030-C | HILCO Pleated Cartridge | Tax | Sales | Cost of Goods Sold |  | 0 | HILCO Pleated Cartridge |  | 76.84 | Hilliard Corporation |  | 89.84 | [9 empty] | f
| Active | Non-inventory Part | 3860-14-006-C | Hilco Pleated Cartridge � ST Polishing | Tax | Sales | Cost of Goods Sold |  | 0 | Hilco Pleated Cartridge � ST Polishing |  | 256.36 | Hilliard Corporation |  | 477.14 |  | 3860-14-006-C | [7 empty] | f
| Active | Non-inventory Part | 3870-01-068 | HILCO Filter Cartridge..(Direct Replacement for Pall HC8300FAT30ZYGE) | Tax | Sales | Cost of Goods Sold |  | 0 | HILCO Filter Cartridge..(Direct Replacement for Pall HC8300FAT30ZYGE) |  | 0 | Hilliard Corporation |  | 532 | [9 empty] | f
| Active | Non-inventory Part | 3870-01-071-C | HILCO Filter Element | Tax | Sales | Cost of Goods Sold |  | 0 | HILCO Filter Element |  | 0 | Hilliard Corporation |  | 0 |  | 3870-01-071-C | [7 empty] | f
| Active | Non-inventory Part | 3870-03-080 | HILCO Filter Element | Tax | Sales | Cost of Goods Sold |  | 0 | HILCO Filter Element |  | 193.12 | Hilliard Corporation |  | 284 |  | 3870-03-080 | [7 empty] | f
| Active | Non-inventory Part | 3870-03-082 | Hilco Pleated Cartridge | Tax | Sales | Cost of Goods Sold |  | 0 | Hilco Pleated Cartridge |  | 693.6 | Hilliard Corporation |  | 918 |  | 3870-03-082 | [7 empty] | f
| Active | Non-inventory Part | 3870-03-092-CGJ | HILCO Pleated Cartridge..Packaged: (4) Cartridges per box..Weight: 25lbs. per box..Dimensions: 14x14x21 per Box | Tax | Sales | Cost of Goods Sold |  | 0 | HILCO Pleated Cartridge..Packaged: (4) Cartridges per box..Weight: 25lbs. per box..Dimensions: 14x14x21 per Box |  | 0 | Hilliard Corporation |  | 304 |  |  |  | 14x14x21 | 14 | 14 | 21 |  |  | f
| Active | Non-inventory Part | 3870-12-XXXX | HILCO Filter Cartridge..(Replaces INDUFIL Part #TMR-Z-1800-A-CC6-V) | Tax | Sales | Cost of Goods Sold |  | 0 | HILCO Filter Cartridge..(Replaces INDUFIL Part #TMR-Z-1800-A-CC6-V) |  | 540 | Hilliard Corporation |  | 694.8 |  | 3870-12-XXXX | [7 empty] | f
| Active | Non-inventory Part | 3898-00-025 REV E | HILCO Filter Cartridge, Epoxyless, Pleated Stainless, Fuel Gas Filter and Separator | Tax | Sales | Cost of Goods Sold |  | 0 | HILCO Filter Cartridge, Epoxyless, Pleated Stainless, Fuel Gas Filter and Separator |  | 10851 | Hilliard Corporation |  | 12765.99 |  | 3898-00-025 REV E | [7 empty] | f
| Active | Non-inventory Part | 42Cx72 | 42Cx72, BAG IN BAG OUT | Tax | Sales | Cost of Goods Sold |  | 0 | 42Cx72, BAG IN BAG OUT |  | 80 | P & G Manufacturing |  | 123.07 |  | 42Cx72 | [7 empty] | a
| Active | Non-inventory Part | 44Cx54 | 44Cx54 | Tax | Sales | Cost of Goods Sold |  | 0 | 44Cx54 |  | 75 | P & G Manufacturing |  | 107.2 |  | 44Cx54 | [7 empty] | a
| Active | Non-inventory Part | 50-18B/50118XXX | STAR FILTER PRESS SYSTEM-50-18B (Star Filter DWG #50124-70-029) ..- 25 STAINLESS STEEL PLATES, 18� IN DIAMETER...- 24 STAINLESS STEEL FRAMES, 2� THICK...- ALL PLATES, FRAMES AND PERFORATED SCREENS (WETTED PARTS ) ARE CONSTRUCTED OF #304 STAINLESS STEEL... | Tax | Sales | Cost of Goods Sold |  | 0 | STAR FILTER PRESS SYSTEM-50-18B (Star Filter DWG #50124-70-029) ..- 25 STAINLESS STEEL PLATES, 18� IN DIAMETER...- 24 STAINLESS STEEL FRAMES, 2� THICK...- ALL PLATES, FRAMES AND PERFORATED SCREENS (WETTED PARTS ) ARE CONSTRUCTED OF #304 STAINLESS STEEL... |  | 129060 | Hilliard Corporation |  | 143400 | [9 empty] | a
| Active | Non-inventory Part | 50-18B/50118YYY | STAR FILTER PRESS SYSTEM-50-18B (Star Filter DWG #50124-70-029) SAME FEATURES AS ABOVE WITH THE FOLLOWING: ..- Stainless Steel Lobe Pump | Tax | Sales | Cost of Goods Sold |  | 0 | STAR FILTER PRESS SYSTEM-50-18B (Star Filter DWG #50124-70-029) SAME FEATURES AS ABOVE WITH THE FOLLOWING: ..- Stainless Steel Lobe Pump |  | 136180 | Hilliard Corporation |  | 151311.11 | [9 empty] | a
| Active | Non-inventory Part | 51312F521203127 | HILCO DUPLEX FILTER to Replace Old Hilco Model #51312-521203040 - Non ASME Code, 316 Stainless Steel, 1" FNPT Inlet/Outlet Connections, 1/2" FNPT Vent & Drain Connections, Includes Equalization Valve, Includes (2) PH312-12-CG Cartridges. ..See HILCO Dr... | Tax | Sales | Cost of Goods Sold |  | 0 | HILCO DUPLEX FILTER to Replace Old Hilco Model #51312-521203040 - Non ASME Code, 316 Stainless Steel, 1" FNPT Inlet/Outlet Connections, 1/2" FNPT Vent & Drain Connections, Includes Equalization Valve, Includes (2) PH312-12-CG Cartridges. ..See HILCO Dr... |  | 3201.75 | Hilliard Corporation |  | 3557.5 | [9 empty] | f
| Active | Non-inventory Part | 51511-0150-1001 | HILCO DUPLEX OIL FILTER | Tax | Sales | Cost of Goods Sold |  | 0 | HILCO DUPLEX OIL FILTER |  | 3150 | Hilliard Corporation |  | 3600 |  | 51511-0150-1001 | [7 empty] | f
| Active | Non-inventory Part | 52312-521204095 | HILCO TURBOFLO DUPLEX FILTER..(HILCO DWG #5212-04-095-C)..- 1- �� -600# ASME RF Flanged Inlet/Outlet Connections...- �� FNPT Drain Connections (plugged)...- �� FNPT Drain connections...- ASME Code Constructions...- Meets API-614...- Carbon Steel Constr... | Tax | Sales | Cost of Goods Sold |  | 0 | HILCO TURBOFLO DUPLEX FILTER..(HILCO DWG #5212-04-095-C)..- 1- �� -600# ASME RF Flanged Inlet/Outlet Connections...- �� FNPT Drain Connections (plugged)...- �� FNPT Drain connections...- ASME Code Constructions...- Meets API-614...- Carbon Steel Constr... |  | 18348 | Hilliard Corporation |  | 24464 |  | 52312-521204095 | [7 empty] | f
| Active | Non-inventory Part | 52312-521204117 | HILCO DUPLEX FILTER ASSEMBLY..(HILCO DWG #5212-04-117-C)..- 1� FNPT Inlet/Outlet Connections...- �� FNPT Vent/Drain Connections...- �� FNT Equalization Line (SS), with �� FNPT Isolation Valve (SS)...- 285psi design...- ASME Code Construction...- Carbon... | Tax | Sales | Cost of Goods Sold |  | 0 | HILCO DUPLEX FILTER ASSEMBLY..(HILCO DWG #5212-04-117-C)..- 1� FNPT Inlet/Outlet Connections...- �� FNPT Vent/Drain Connections...- �� FNT Equalization Line (SS), with �� FNPT Isolation Valve (SS)...- 285psi design...- ASME Code Construction...- Carbon... |  | 6772 | Hilliard Corporation |  | 10418.5 |  | 52312-521204117 | [7 empty] | f
| Active | Non-inventory Part | 52414A521404230 | HILCO DUPLEX OIL FILTER..(HILCO DWG #5214-04-230-C) similar too DWG..- Switch. Standard HILCO Epoxy Paint/Primer...- .062 Corrosion Allowance...- 1-1/2� -600# ANSI RF Flanged Inlet/Outlet Connections...- �� FNPT Vent/Drain Connections...- 6-way valve a... | Tax | Sales | Cost of Goods Sold |  | 0 | HILCO DUPLEX OIL FILTER..(HILCO DWG #5214-04-230-C) similar too DWG..- Switch. Standard HILCO Epoxy Paint/Primer...- .062 Corrosion Allowance...- 1-1/2� -600# ANSI RF Flanged Inlet/Outlet Connections...- �� FNPT Vent/Drain Connections...- 6-way valve a... |  | 13605 | Hilliard Corporation |  | 17006.25 |  | 52414A521404230 | [7 empty] | f
| Active | Non-inventory Part | 52414A521404234 | HILCO INTEGRAL DUPLEX FILTER..(HILCO DW #5214-04-234-C) similar too DWG..- Special Manifold Blower, with DP Switch. Standard HILCO Epoxy Paint/Primer...- .062 Corrosion Allowance...- 1-1/2� FNPT Inlet/Outlet Connections...- �� FNPT Vent/Drain Connectio... | Tax | Sales | Cost of Goods Sold |  | 0 | HILCO INTEGRAL DUPLEX FILTER..(HILCO DW #5214-04-234-C) similar too DWG..- Special Manifold Blower, with DP Switch. Standard HILCO Epoxy Paint/Primer...- .062 Corrosion Allowance...- 1-1/2� FNPT Inlet/Outlet Connections...- �� FNPT Vent/Drain Connectio... |  | 9998 | Hilliard Corporation |  | 13330.66 |  | 52414A521404234 | [7 empty] | f
| Active | Non-inventory Part | 52725-524001-Series | HILCO DUPLEX FILTER ASSENBLY..(HILCO DWG #5240-01-188-C) similar too DWG | Tax | Sales | Cost of Goods Sold |  | 0 | HILCO DUPLEX FILTER ASSENBLY..(HILCO DWG #5240-01-188-C) similar too DWG |  | 20200 | Hilliard Corporation |  | 23764.71 |  | 52725-524001-Series | [7 empty] | f
| Active | Non-inventory Part | 56Cx72 | 56Cx72, BAG IN BAG OUT | Tax | Sales | Cost of Goods Sold |  | 0 | 56Cx72, BAG IN BAG OUT |  | 85 | P & G Manufacturing |  | 130.76 |  | 56Cx72 | [7 empty] | a
| Active | Non-inventory Part | 576066587-Auto Roll | 576066587 Auto Roll Filter (6CB 65-7/8"x 1-1/4) | Tax | Sales | Cost of Goods Sold |  | 0 | 576066587 Auto Roll Filter (6CB 65-7/8"x 1-1/4) |  | 189.7 | Fiber Bond Corporation |  | 279.15 |  |  |  | 65-7/8"x 1-1/4 | 65.875 | 1.25 |  |  |  | f
| Active | Non-inventory Part | 581147063- Auto Roll | 581147063 Polyester Autoroll Filter..70-5/8" x 65' | Tax | Sales | Cost of Goods Sold |  | 0 | 581147063 Polyester Autoroll Filter..70-5/8" x 65' |  | 210.85 | Fiber Bond Corporation |  | 301.21 |  |  |  | 70-5/8" x 65 | 70.625 | 65 |  |  |  | f
| Active | Non-inventory Part | 581147063-Auto Roll | 581147063 Polyester AutoRoll 70-5/8" x 65' | Tax | Sales | Cost of Goods Sold |  | 0 | 581147063 Polyester AutoRoll 70-5/8" x 65' |  | 210.85 | Fiber Bond Corporation |  | 324.38 |  |  |  | 70-5/8" x 65 | 70.625 | 65 |  |  |  | f
| Active | Non-inventory Part | 60-24B/50124XXX | STAR FILTER PRESS SYSTEM-60-24B (Star Filter DWG #50118-70-117) ..- 30 STAINLESS STEEL PLATES, 24� IN DIAMETER PER SIDE...- 29 STAINLESS STEEL FRAMES, 3� THICK PER SIDE...- ALL PLATES, FRAMES AND PERFORATED SCREENS (WETTED PARTS) ARE CONSTRUCTED OF #30... | Tax | Sales | Cost of Goods Sold |  | 0 | STAR FILTER PRESS SYSTEM-60-24B (Star Filter DWG #50118-70-117) ..- 30 STAINLESS STEEL PLATES, 24� IN DIAMETER PER SIDE...- 29 STAINLESS STEEL FRAMES, 3� THICK PER SIDE...- ALL PLATES, FRAMES AND PERFORATED SCREENS (WETTED PARTS) ARE CONSTRUCTED OF #30... |  | 173860 | Hilliard Corporation |  | 193177.78 | [9 empty] | a
| Active | Non-inventory Part | 60-24b/50124YYY | STAR FILTER PRESS SYSTEM-60-24B ..(Star Filter DWG #50118-70-117) ..SAME FEATURES AS ABOVE WITH THE FOLLOWING: ..- Stainless Steel Lobe Pump | Tax | Sales | Cost of Goods Sold |  | 0 | STAR FILTER PRESS SYSTEM-60-24B ..(Star Filter DWG #50118-70-117) ..SAME FEATURES AS ABOVE WITH THE FOLLOWING: ..- Stainless Steel Lobe Pump |  | 180974 | Hilliard Corporation |  | 201082.22 | [9 empty] | a
| Active | Non-inventory Part | 60Cx72 | 60Cx72, BAG IN BAG OUT | Tax | Sales | Cost of Goods Sold |  | 0 | 60Cx72, BAG IN BAG OUT |  | 95 | P & G Manufacturing |  | 107.2 |  | 60Cx72 | [7 empty] | a
| Active | Non-inventory Part | 64Cx72 | 64Cx72, BAG IN BAG OUT | Tax | Sales | Cost of Goods Sold |  | 0 | 64Cx72, BAG IN BAG OUT |  | 110 | P & G Manufacturing |  | 135.38 |  | 64Cx72 | [7 empty] | a
| Active | Non-inventory Part | 6601-01-118-D | HILCO STARTER CLUTCH | Tax | Sales | Cost of Goods Sold |  | 0 | HILCO STARTER CLUTCH |  | 9023 | Hilliard Corporation |  | 11278.75 |  | 6601-01-118-D | [7 empty] | a
| Active | Non-inventory Part | 6696-5000 | D6-1-1R STRD O.R. CLUTCH | Tax | Sales | Cost of Goods Sold |  | 0 | D6-1-1R STRD O.R. CLUTCH |  | 4761 | Hilliard Corporation |  | 6348 | [9 empty] | a
| Active | Non-inventory Part | 70-013-SCE-25 | Neoprene Sponge, 70-013-SCE-25, ...71 x 23.375 Closed Cell | Tax | Sales | Cost of Goods Sold |  | 0 | Sponge, 70-013-SCE-25, ...71 x 23.375.. |  | 0.473 | Caldwell Gasket |  | 0.75 |  |  |  | .71 x 23.375 | 0.71 | 23.375 |  |  |  | a
| Active | Non-inventory Part | 70-014-SCE-25 | Neoprene 70-014-SCE- .25 X .71 X 22.625. Closed Cell | Tax | Sales | Cost of Goods Sold |  | 0 | Neoprene 70-014-SCE- .25 X .71 X 22.625. Closed Cell (540 per box) |  | 0.412 | Caldwell Gasket |  | 0 |  |  |  | .25 X .71 X 22.625 | 0.25 | 0.71 | 22.625 |  |  | a
| Active | Non-inventory Part | 70-24B/50124xxx | with cast iron gear pump | Tax | Sales | Cost of Goods Sold |  | 0 |  |  |  | Hilliard Corporation |  | 212511 |  | 70-24B/50124xxx | [7 empty] | a
| Active | Non-inventory Part | 70-24B/50124yyy | with stainless steel lobe pump | Tax | Sales | Cost of Goods Sold |  | 0 |  |  |  | Hilliard Corporation |  | 220425.55 |  | 70-24B/50124yyy | [7 empty] | a
| Active | Non-inventory Part | 70Cx72 | 70Cx72, BAG IN BAG OUT | Tax | Sales | Cost of Goods Sold |  | 0 | 70Cx72, BAG IN BAG OUT |  | 110 | P & G Manufacturing |  | 169.23 |  | 70Cx72 | [7 empty] | a
| Active | Non-inventory Part | 77680457 | 77680457 Mahle Hydraulic Filter Element, 25..Micron | Tax | Sales | Cost of Goods Sold |  | 0 | 77680457 Mahle Hydraulic Filter Element, 25..Micron |  | 112.58 | Precision Filter Products, LLC |  | 187.63 |  | 77680457 | [7 empty] | a
| Not-active | Non-inventory Part | 79 D99-W2080011W29PHHZ-S3-T04-1 | 79 D99-W2080011W29PHHZ-S3-T04-11-32..Equivalent PK12-CHS | Tax | Sales | Cost of Goods Sold |  | 0 | 79 D99-W2080011W29PHHZ-S3-T04-11-32..Equivalent PK12-CHS |  | 205.24 | RSE Incorporated |  | 293.2
| Active | Non-inventory Part | 79761271 | Mahle Filter Seal Kit | Tax | Sales | Cost of Goods Sold |  | 0 | Mahle Filter Seal Kit |  | 72.72 | Precision Filter Products, LLC |  | 111.88 |  | 79761271 | [7 empty] | a
| Active | Non-inventory Part | 80-24B/50124xxx | with cast iron gear pump | Tax | Sales | Cost of Goods Sold |  | 0 |  |  |  | Hilliard Corporation |  | 229622.22 |  | 80-24B/50124xxx | [7 empty] | a
| Active | Non-inventory Part | 80-24B/50124yyy | with stainless steel lobe pump | Tax | Sales | Cost of Goods Sold |  | 0 |  |  |  | Hilliard Corporation |  | 237526.67 |  | 80-24B/50124yyy | [7 empty] | a
| Active | Non-inventory Part | 80Cx96 | 80Cx96, BAG IN BAG OUT | Tax | Sales | Cost of Goods Sold |  | 0 | 80Cx96, BAG IN BAG OUT |  | 120 | P & G Manufacturing |  | 176.92 |  | 80Cx96 | [7 empty] | a
| Active | Non-inventory Part | 82604A | 82604A Fleetguard Winslow Rolled Cotton Sock Filter | Tax | Sales | Cost of Goods Sold |  | 0 | 82604A Fleetguard Winslow Rolled Cotton Sock Filter |  | 115.44 | Precision Filter Products, LLC |  | 153.92 |  | 82604A | [7 empty] | f
| Active | Non-inventory Part | 832-2ply | 8x32 2-Ply Panel | Tax | Sales | Cost of Goods Sold |  | 0 | 8x32 2-Ply Panel |  | 4.34 | M.L. Filters |  | 0 |  |  |  | 8x32 | 8 | 32 |  |  | 8 | f
| Active | Non-inventory Part | 832-3Ply | 8x32 3-Ply Poly Panel | Tax | Sales | Cost of Goods Sold |  | 0 | 8x32 3-Ply Poly Panel |  | 5.13 | M.L. Filters |  | 0 |  |  |  | 8x32 | 8 | 32 |  |  | 8 | f
| Active | Non-inventory Part | 84Cx96 | 84Cx96, BAG IN BAG OUT | Tax | Sales | Cost of Goods Sold |  | 0 | 84Cx96, BAG IN BAG OUT |  | 125 | P & G Manufacturing |  | 192.3 |  | 84Cx96 | [7 empty] | a
| Active | Non-inventory Part | 90Cx96 | 90Cx96, BAG IN BAG OUT | Tax | Sales | Cost of Goods Sold |  | 0 | 90Cx96, BAG IN BAG OUT |  | 135 | P & G Manufacturing |  | 207.69 |  | 90Cx96 | [7 empty] | a
| Active | Non-inventory Part | 9107M23P02 | 9107M23P02 Gasket Drive Clutch Back | Tax | Sales | Cost of Goods Sold |  | 0 | 9107M23P02 Gasket Drive Clutch Back |  | 25 | OEM Parts Network |  | 0 |  | 9107M23P02 | [7 empty] | a
| Active | Non-inventory Part | 925043 | 925043 Parker Filter Element (HPU Suction).. | Tax | Sales | Cost of Goods Sold |  | 0 | 925043 Parker Filter Element (HPU Suction) |  | 518.21 | Parker-Hannifin Corporation |  | 648 |  | 925043 | [7 empty] | a
| Active | Non-inventory Part | 932669Q | 932669Q Parker Filter Element (HPU Suction).. | Tax | Sales | Cost of Goods Sold |  | 0 | 932669Q Parker Filter Element (HPU Suction).. |  | 118.51 | Parker-Hannifin Corporation |  | 148 |  | 932669Q | [7 empty] | a
| Active | Non-inventory Part | 932683Q | 932683Q02QH Parker Filter Element Hydraulic .. | Tax | Sales | Cost of Goods Sold |  | 0 | 932683Q02qh Parker Filter Element Hydraulic.. |  | 118.51 | Parker-Hannifin Corporation |  | 148 |  | 932683Q02QH | [7 empty] | a
| Active | Non-inventory Part | 99-0012PH-3-04-11-32 | 99-0012PH-3-04-11-32..Equivalent PK12-CHS | Tax | Sales | Cost of Goods Sold |  | 0 | 99-0012PH-3-04-11-32..#12PH HALF SIZE PLASTIC MODULE FILLED |  | 205.24 | RSE Incorporated |  | 293.2 |  | 99-0012PH-3-04-11-32 | [7 empty] | a
| Active | Non-inventory Part | 99-0012PH-3-04-11-36 | #12PH HALF SIZE PLASTIC MODULE FILLED ALPHA 15..PURACARB EQUAL MEDIA ..WITH NOTCHES | Tax | Sales | Cost of Goods Sold |  | 0 | #12PH HALF SIZE PLASTIC MODULE FILLED ALPHA 15..PURACARB EQUAL MEDIA ..WITH NOTCHES |  | 186.72 | RSE Incorporated |  | 287.26 |  | 99-0012PH-3-04-11-36 | [7 empty] | a
| Active | Non-inventory Part | 99-0018PH-3-04-11-23 | #18PH HALF SIZE PLASTIC MODULE FILLED CPS | Tax | Sales | Cost of Goods Sold |  | 0 | #18PH HALF SIZE PLASTIC MODULE FILLED..RSE8 (8% P.P.) |  | 120.99 | RSE Incorporated |  | 206.15 | [9 empty] | a
| Active | Non-inventory Part | 99-0018PH-3-04-11-24 | #18PH HALF SIZE PLASTIC MODULE FILLED CHS | Tax | Sales | Cost of Goods Sold |  | 0 | #18PH HALF SIZE PLASTIC MODULE FILLED..FILLED 50/50 (RSE84) |  | 110.46 | RSE Incorporated |  | 175 | [9 empty] | a
| Active | Non-inventory Part | 99-4-00-00-16 | STRAIGHT ZEOLITE MEDIA | Tax | Sales | Cost of Goods Sold |  | 0 | STRAIGHT ZEOLITE MEDIA |  | 1.54 | RSE Incorporated |  | 3.72 |  | 99-4-00-00-16 | [7 empty] | m
| Active | Non-inventory Part | 99-4-00-00-21 | RSE4 (4%PP) MEDIA | Tax | Sales | Cost of Goods Sold |  | 0 | RSE4 (4%PP) MEDIA |  | 2.16 | RSE Incorporated |  | 3.72 |  | 99-4-00-00-21 | [5 empty] | 4% | 7 | m
| Active | Non-inventory Part | 99-4-00-00-23 | CHM, Purafil Chemisorbant Media | Tax | Sales | Cost of Goods Sold |  | 0 | CHM, Purafil Chemisorbant Media |  | 2.33 | RSE Incorporated |  | 3.72 |  | 99-4-00-00-23 | [7 empty] | m
| Active | Non-inventory Part | A-5-20252 Stainless Steel | A-5 20x25x2 Stainless Steel high temperature glass | Tax | Sales | Cost of Goods Sold:Tools |  | 0 | A-5 20x25x2 Stainless Steel high temperature glass |  | 150 | Aircon Filter Mfg. Co., Inc. |  | 206.67 |  |  |  | 20x25x2 | 20 | 25 | 2 |  |  | f
| Active | Non-inventory Part | A-5 Aluminum16252 | 16x25x2 Aluminum Mesh Filter | Tax | Sales | Cost of Goods Sold |  | 0 | 16x25x2 Aluminum Mesh Filter |  | 17.75 | Aircon Filter Mfg. Co., Inc. |  | 35.5 |  |  |  | 16x25x2 | 16 | 25 | 2 |  |  | f
| Active | Non-inventory Part | A-6 Industrial Metal | A-6 Industrial Filter..18 3/4" x 15 3/8" x 0.50" | Tax | Sales | Cost of Goods Sold |  | 0 | A-6 Industrial Filter..18 3/4" x 15 3/8" x 0.50" |  | 19.75 | Aircon Filter Mfg. Co., Inc. |  | 29.58 |  | A-6 Industrial Metal |  | 18 3/4" x 15 3/8" x 0.50" | 18.75 | 15.375 | 0.5 |  |  | f
| Active | Non-inventory Part | A-Stainless Steel |  | Tax | Sales | Cost of Goods Sold:Tools |  | 0 |  |  | 65 | Aircon Filter Mfg. Co., Inc. |  | 103.2 |  | A-Stainless Steel | [7 empty] | f
| Active | Non-inventory Part | A3/300 Cut Pad | Cut Piece A3/300 | Tax | Sales | Cost of Goods Sold |  | 0 | Cut Piece A3/300 |  | 0 | AFC Manufacturing |  | 722.84 |  | A3/300 Cut Pad | [7 empty] | m
| Not-active | Non-inventory Part | A3/300S-500500CUBE | 500x500x600 mm ( 20x20x24) Cube | Tax | Sales | Cost of Goods Sold |  | 0 | 500x500x600 mm ( 20x20x24) Cube |  | 0 | Freedom Filtration |  | 25.82 |  |  |  | 500x500x600 | 500 | 500 | 600
| Active | Non-inventory Part | A447059-Seal Kit | Kaydon Seal Kit A447059-seal kit | Tax | Sales | Cost of Goods Sold |  | 0 | Kaydon Seal Kit A447059-seal kit |  | 275.73 | Facet - Filtration Group |  | 367.64 | [9 empty] | a
| Active | Non-inventory Part | A910266 | A910266 KAYDON Filter Element | Tax | Sales | Cost of Goods Sold |  | 0 | A910266 KAYDON Filter Element |  | 417 | Filtration Group Inc |  | 521.25 |  | A910266 | [7 empty] | f
| Active | Non-inventory Part | A910267 | A910267 Kaydon Filter Element | Tax | Sales | Cost of Goods Sold |  | 0 | A910267 Kaydon Filter Element |  | 437.35 | Filtration Group Inc |  | 546.75 |  | A910267 | [7 empty] | f
| Active | Non-inventory Part | AA1624-00-C | HILCO Gas Filter | Tax | Sales | Cost of Goods Sold |  | 0 | HILCO Gas Filter |  | 2849.2 | Hilliard Corporation |  | 2500 |  | AA1624-00-C | [7 empty] | f
| Active | Non-inventory Part | AA725-00-CGVHT | HILCO Filter Element..(GE P/N 362A4587P001) | Tax | Sales | Cost of Goods Sold |  | 0 | HILCO Filter Element |  | 0 | Hilliard Corporation |  | 1170 |  | AA725-00-CGVHT | [7 empty] | a
| Active | Non-inventory Part | AA820-00-C | FUEL GAS FILTER SEPARATOR FILTER..(Included) | Tax | Sales | Cost of Goods Sold |  | 0 | FUEL GAS FILTER SEPARATOR FILTER..(Included) |  | 0 | Hilliard Corporation |  | 0 |  | AA820-00-C | [7 empty] | f
| Active | Non-inventory Part | ACCNA |  | Tax | Sales | Cost of Goods Sold |  | 0 |  |  | 0 | AFC Manufacturing |  | 0 |  | ACCNA | [7 empty] | m
| Active | Non-inventory Part | ACCNA:P15/350-801770 | 80x1770 (3.2"x70") Cut Piece P15/350S | Tax | Sales | Cost of Goods Sold |  | 0 | 80x1770 (3.2"x70�) Cut Piece P15/350S |  | 2.94 | AFC Manufacturing |  | 12.77 |  | P15/350-801770 |  | 3.2"x70" | 3.2 | 70 |  |  |  | f
| Active | Non-inventory Part | ACCNA:P15/350S-177 | 17.1 "x 7.9" Cut Piece P15/350S | Tax | Sales | Cost of Goods Sold |  | 0 | 17.1 "x 7.9" Cut Piece P15/350S |  | 0 | AFC Manufacturing |  | 3.57 |  |  |  | 17.1 "x 7.9" | 17.1 | 7.9 |  |  |  | f
| Active | Non-inventory Part | ACCNA:P15/350S-1818 | 475 x 470 (18.7" x 18.5�) Cut Piece P15/350S | Tax | Sales | Cost of Goods Sold |  | 0 | 475 x 470 (18.7" x 18.5�) Cut Piece P15/350S |  | 0 | AFC Manufacturing |  | 10.66 |  |  |  | 475 x 470 | 475 | 470 |  |  |  | f
| Active | Non-inventory Part | ACCNA:P15/350S-1919 | 475 x 475 (19x19�) Cut Piece P15/350S | Tax | Sales | Cost of Goods Sold |  | 0 | 475 x 475 (19x19�) Cut Piece P15/350S |  | 0 | AFC Manufacturing |  | 10.66 |  |  |  | 475 x 475 | 475 | 475 |  |  |  | f
| Active | Non-inventory Part | ACCNA:P15/350S-2520 | 620 x 510 (25" x 20�) Cut Piece P15/350S | Tax | Sales | Cost of Goods Sold |  | 0 | 620 x 510 (25" x 20�) Cut Piece P15/350S |  |  | AFC Manufacturing |  | 14.76 |  |  |  | 620 x 510 | 620 | 510 |  |  |  | f
| Active | Non-inventory Part | ACCNA:P15/350S-4120 | 1025 x 510 (41" x 20�) Cut Piece P15/350S | Tax | Sales | Cost of Goods Sold |  | 0 | 1025 x 510 (41" x 20�) Cut Piece P15/350S |  |  | AFC Manufacturing |  | 25.41 |  | P15/350S-4120 |  | 41" x 20� | 41 | 20 |  |  |  | f
| Active | Non-inventory Part | ACRYCLR0.118LCGM48x96 | 118x48x96 Clear Acrylic LCFM....- cut 4,050* pieces 1" x 42-3/16"....(*approx. 75 strips per piece)....*** PLEASE NOTE***..PULL OFF ALL PLASTIC COVERING BEFORE CUTTING INTO 1" STRIPS..NO PLASTIC SHEETING ON STRIPS | Tax | Sales | Cost of Goods Sold |  | 0 | 118x48x96 Clear Acrylic LCFM....- cut 4,050* pieces 1" x 42-3/16"....(*approx. 75 strips per piece)....*** PLEASE NOTE***..PULL OFF ALL PLASTIC COVERING BEFORE CUTTING INTO 1" STRIPS..NO PLASTIC SHEETING ON STRIPS |  | 60 | Orange County Industrial Plastics |  | 72.43 |  |  |  | 118x48x96 | 118 | 48 | 96 |  |  | f
| Active | Non-inventory Part | AFC-1031CRBN- | SHW ..Activated Carbon Filtration Media ..1.20M x 20M (0.40" x 4' x 66' Roll) | Tax | Sales |  |  | 0 |  |  | 0 | AFC Manufacturing |  | 0 |  |  |  | 0.40" x 4 | 0.4 | 4 |  |  |  | f
| Active | Non-inventory Part | AFC-1031CRBN5 |  | Tax | Cost of Goods Sold |  |  | 0 |  |  | 0 | AFC Manufacturing |  | 0 | [9 empty] | f
| Active | Non-inventory Part | AFC-12024-2P-M10 | FILTER, INLET AIR, 24" X 120" (5, 24" PANELS)..TWO LAYER PROGRESSIVE DENSITY POLYESTER | Tax | Sales | Cost of Goods Sold |  | 0 | FILTER, INLET AIR, 24" X 120" (5, 24" PANELS)..TWO LAYER PROGRESSIVE DENSITY POLYESTER |  | 0 | AFC Manufacturing |  | 32.39 |  | AFC-12024-2P-M10 |  | 24" X 120" | 24 | 120 |  |  |  | f
| Active | Non-inventory Part | AFC-12120-CPP | 12x120 Carbon Poly Link | Tax | Sales | Cost of Goods Sold |  | 0 | 12x120 Carbon Poly Link |  | 0 | AFC Manufacturing |  | 43.48 |  | AFC-12120-CPP |  | 12x120 | 12 | 120 |  |  | 8 | f
| Active | Non-inventory Part | AFC-1224-CPP | 12x24 Carbon Poly Panel | Tax | Sales | Cost of Goods Sold |  | 0 | AFC-1224..12x24, 2-ply, Poly Panels, with Carbon media added on....Poly panels from ML (pn: 1224W-2PLY-P); Carbon media from McMaster Carr (pn: 3722T33) |  | 9 | AFC Manufacturing |  | 18.59 |  | AFC-1224-CPP |  | 12x24 | 12 | 24 |  |  | 8 | f
| Active | Non-inventory Part | AFC-12351-SW | Synthetic Poly-pad, 12x35x1" thick (white) | Tax | Sales | Cost of Goods Sold |  | 0 | AFC-12351-SW..SYNTHETIC MEDIA 1" thick..(for precut pads, 12x35x1)..order media from Southern Fiber |  | 0 | AFC Manufacturing |  | 5.46 |  | AFC-12351-SW |  | 12x35x1" | 12 | 35 | 1 |  | 8 | f
| Active | Non-inventory Part | AFC-1616-CPP | 16x16 Carbon Poly Panel | Tax | Sales | Cost of Goods Sold |  | 0 | 16x16 Carbon Poly Panel |  | 0 | AFC Manufacturing |  | 22.28 |  |  |  | 16x16 | 16 | 16 |  |  | 8 | f
| Active | Non-inventory Part | AFC-1620-CPP | 16x20 Carbon Poly Panel | Tax | Sales | Cost of Goods Sold |  | 0 | FC-1620..16x20, 2-ply, Poly Panels, with Carbon media added on....Poly panels from ML (pn: 1837W-2PLY-P); Carbon media from McMaster Carr (pn: 3722T33) |  | 13 | AFC Manufacturing |  | 25 |  | AFC-1620-CPP |  | 16x20 | 16 | 20 |  |  | 8 | f
| Active | Non-inventory Part | AFC-16251-SW | Synthetic Poly-pad, 16x25x1" thick (white) | Tax | Sales | Cost of Goods Sold |  | 0 | AFC-16251-SW..SYNTHETIC MEDIA 1" thick..(for precut pads, 16x25x1)..order media from Southern Fiber |  | 0 | AFC Manufacturing |  | 5.25 |  | AFC-16251-SW |  | 16x25x1" | 16 | 25 | 1 |  | 8 | f
| Active | Non-inventory Part | AFC-1834-CPP | 18x34 Carbon Poly Panel | Tax | Sales | Cost of Goods Sold |  | 0 |  |  |  | AFC Manufacturing |  | 22.28 |  | AFC-1834-CPP |  | 18x34 | 18 | 34 |  |  | 8 | f
| Active | Non-inventory Part | AFC-1837-CPP | 18x37 Carbon Poly Panel | Tax | Sales | Cost of Goods Sold |  | 0 | FC-1837..18x37, 2-ply, Poly Panels, with Carbon media added on....Poly panels from ML (pn: 1837W-2PLY-P); Carbon media from McMaster Carr (pn: 3722T33) |  | 13 | AFC Manufacturing |  | 22 |  | AFC-1837-CPP |  | 18x37 | 18 | 37 |  |  | 8 | f
| Active | Non-inventory Part | AFC-2024-CPP | 20x24 Carbon Poly Panel | Tax | Sales | Cost of Goods Sold |  | 0 | AFC-2024..20x24 , 2-ply, Poly Panels, with Carbon media added on....Poly panels from ML (pn: 1224W-2PLY-P); Carbon media from McMaster Carr (pn: 3722T33) |  |  | AFC Manufacturing |  |  |  | AFC-2024-CPP |  | 20x24 | 20 | 24 |  |  | 8 | f
| Active | Non-inventory Part | AFC-2025-CPP | 20x25 Carbon Poly Panel | Tax | Sales | Cost of Goods Sold |  | 0 | FC-2025..20x25, 2-ply, Poly Panels, with Carbon media added on....Poly panels from ML (pn: 2030W-2PLY-P); Carbon media from McMaster Carr (pn: 3722T33) |  | 13 | AFC Manufacturing |  | 26.3 |  | AFC-2025-CPP |  | 20x25 | 20 | 25 |  |  | 8 | f
| Active | Non-inventory Part | AFC-2030-CPP | 20x30 Carbon Poly Panel | Tax | Sales | Cost of Goods Sold |  | 0 | FC-2030..20x30, 2-ply, Poly Panels, with Carbon media added on....Poly panels from ML (pn: 2030W-2PLY-P); Carbon media from McMaster Carr (pn: 3722T33) |  | 13 | AFC Manufacturing |  | 22 |  | AFC-2030-CPP |  | 20x30 | 20 | 30 |  |  | 8 | f
| Active | Non-inventory Part | AFC-2123-CPP | 21x23 Carbon Poly Panel | Tax | Sales | Cost of Goods Sold |  | 0 |  |  |  | AFC Manufacturing |  | 20.82 |  | AFC-2123-CPP |  | 21x23 | 21 | 23 |  |  | 8 | f
| Active | Non-inventory Part | AFC-2223-CPP | 22x23 Carbon Poly Panel | Tax | Sales | Cost of Goods Sold |  | 0 |  |  |  | AFC Manufacturing |  | 22.78 |  | AFC-2223-CPP |  | 22x23 | 22 | 23 |  |  | 8 | f
| Active | Non-inventory Part | AFC-24114-CPP | 24x114 Carbon Poly Link | Tax | Sales | Cost of Goods Sold |  | 0 | 24x114 Carbon Poly Link |  | 0 | AFC Manufacturing |  | 70.64 |  |  |  | 24x114 | 24 | 114 |  |  | 8 | f
| Active | Non-inventory Part | AFC-24120-CPP | 24x120 Carbon Poly Link | Tax | Sales | Cost of Goods Sold |  | 0 | 24x120 Carbon Poly Link |  | 0 | AFC Manufacturing |  | 70.64 |  | AFC-24120-CPP |  | 24x120 | 24 | 120 |  |  | 8 | f
| Active | Non-inventory Part | AFC-2424-CPP | 24x24 Carbon Poly Panel | Tax | Sales | Cost of Goods Sold |  | 0 | FC-2424..24x24, 2-ply, Poly Panels, with Carbon media added on....Poly panels from ML (pn: 2424W-2PLY-P); Carbon media from McMaster Carr (pn: 3722T33) |  | 13 | AFC Manufacturing |  | 23.02 |  | AFC-2424-CPP |  | 24x24 | 24 | 24 |  |  | 8 | f
| Active | Non-inventory Part | AFC-2426-CPP | 24x26 Carbon Poly Panel | Tax | Sales | Cost of Goods Sold |  | 0 |  |  |  | AFC Manufacturing |  | 24.8 |  | AFC-2426-CPP |  | 24x26 | 24 | 26 |  |  | 8 | f
| Active | Non-inventory Part | AFC-2526-CPP | 25x26 Carbon Poly Panel | Tax | Sales | Cost of Goods Sold |  | 0 |  |  |  | AFC Manufacturing |  | 24.12 |  | AFC-2526-CPP |  | 25x26 | 25 | 26 |  |  | 8 | f
| Active | Non-inventory Part | AFC-2626-CPP | 26x26 Carbon Poly Panel | Tax | Sales | Cost of Goods Sold |  | 0 |  |  |  | AFC Manufacturing |  | 24.8 |  | AFC-2626-CPP |  | 26x26 | 26 | 26 |  |  | 8 | f
| Active | Non-inventory Part | AFC-2628-CPP | 26x28 Carbon Poly Panel | Tax | Sales | Cost of Goods Sold |  | 0 |  |  |  | AFC Manufacturing |  | 25.36 |  | AFC-2628-CPP |  | 26x28 | 26 | 28 |  |  | 8 | f
| Active | Non-inventory Part | AFC-2636-CPP | 26x36 Carbon Poly Panel | Tax | Sales | Cost of Goods Sold |  | 0 |  |  |  | AFC Manufacturing |  | 27.93 |  | AFC-2636-CPP |  | 26x36 | 26 | 36 |  |  | 8 | f
| Active | Non-inventory Part | AFC-4Ply | AFC-4Ply | Tax | Sales | Cost of Goods Sold |  | 0 | AFC-4Ply |  | 0 | M.L. Filters |  | 0 |  | AFC-4Ply | [6 empty] | 8 | f
| Not-active | Non-inventory Part | AFC-AHC | Internal Air Handler Clean Service | Tax | Sales | Cost of Goods Sold |  | 0 | Internal Air Handler Clean Service |  | 0 | AFC Manufacturing |  | 0 |  | AFC-AHC
| Active | Non-inventory Part | AFC-CP-48-C-065 | INTERMEDIATE FILTER MAT FOR SLUDGE FILTER PRESS HOESCH INDUSTRIES | Tax | Sales | Cost of Goods Sold |  | 0 | INTERMEDIATE FILTER MAT FOR SLUDGE FILTER PRESS HOESCH INDUSTRIES.. |  | 56.75 | Hilliard Corporation |  | 284 |  | AFC-CP-48-C-065 | [7 empty] | a
| Active | Non-inventory Part | AFC-DFCC | Deep Cleansing of Coils | Non | Sales |  |  | 0 |  |  | 0 | AFC Manufacturing |  | 0 |  | AFC-DFCC | [7 empty] | s
| Active | Non-inventory Part | AFC-HH-205x46 | METRO 20�x48 Natural Fiber Material | Tax | Sales | Cost of Goods Sold |  | 0 | Hogs Hair Material 46 x 20� |  | 21 | AFC Manufacturing |  | 43.5 | [9 empty] | m
| Active | Non-inventory Part | AFC-HH-265x46 | 46-1/2"L x 26.5"H x 3/4"W Filter- Air Return .. A/C Evaporator, Blue Media | Tax | Sales | Cost of Goods Sold |  | 0 | 46-1/2"L x 26.5"H x 3/4"W Filter- Air Return .. A/C Evaporator, Blue Media |  | 0 | AFC Manufacturing |  | 17.9 |  | AFC-HH-265x46 | [7 empty] | m
| Active | Non-inventory Part | AFC-HH-265x46-BLUE | 46-1/2"L x 26.5"H x 3/4"W Filter- Air Return .. A/C Evaporator, Blue Media | Tax | Sales | Cost of Goods Sold |  | 0 | 46-1/2"L x 26.5"H x 3/4"W Filter- Air Return .. A/C Evaporator, Blue Media |  | 0 | AFC Manufacturing |  | 17.9 |  | AFC-HH-265x46-BLUE | [7 empty] | m
| Active | Non-inventory Part | AFC-HH-46x15 | 46x15x1 Filter-Air Return A/C Evaporator, Blue Media | Tax | Sales | Cost of Goods Sold |  | 0 | 46x15x1 Filter-Air Return A/C Evaporator, Blue Media |  | 0 | AFC Manufacturing |  | 0 |  |  |  | 46x15x1 | 46 | 15 | 1 |  |  | m
| Active | Non-inventory Part | AFC-HH-BLUE | Hogs Hair Blue | Tax | Sales | Cost of Goods Sold |  | 0 | Hogs Hair |  | 0 | AFC Manufacturing |  |  |  | AFC-HH-BLUE | [7 empty] | m
| Active | Non-inventory Part | AFC-HH-GREEN | 48" x 22" Media Cut - Hogs Hair Green | Tax | Sales | Cost of Goods Sold |  | 0 | 48" x 22" Media Cut - Hogs Hair Green |  | 0 | AFC Manufacturing |  | 49 |  |  |  | 48" x 22" | 48 | 22 |  |  |  | m
| Not-active | Non-inventory Part | AFC-NN1588 | 8�x17"�0.085" Square PP Mesh 0.05" Thickness, Polypropylene, Strand 7x6/in. Min Purchase of 100 Pieces **REMOVE THIS price that populated is for 100 total, not each ) | Tax | Sales | Cost of Goods Sold |  | 0 | XN1588 - 0.085" Square PP Mesh 0.05" Thickness Price is per Lineal ft (43� W) ..43� x 30' |  | 179.4 | AFC Manufacturing |  | 1076.4 |  | NN1588
| Not-active | Non-inventory Part | AFC-PPE | AFC-PPE | Non | Sales | Cost of Goods Sold |  | 0 | AFC-PPE |  | 0 | AFC Manufacturing |  | 0 |  | AFC-PPE
| Active | Non-inventory Part | AFC-S15/500- Poly Panel | AFC-S15/500- Poly Panel | Tax | Sales | Cost of Goods Sold |  | 0 | AFC-S15/500- Poly Panel |  | 26.88 | AFC Manufacturing |  | 31.62 |  | AFC-S15/500- Poly Panel | [7 empty] | m
| Not-active | Non-inventory Part | AFCCGST-ISO-32 | 10 DRUMS/550 GALLONS | Tax | Sales | Cost of Goods Sold |  | 0 | 10 DRUMS/550 GALLONS |  | 972.95 | Hilliard Corporation |  | 1144.65 |  | AFCCGST-ISO-32
| Not-active | Non-inventory Part | AIR TRACKS FRAME | 5H x 5W Framing | Tax | Sales | Cost of Goods Sold |  | 0 | AIR TRACKS FRAME |  |  | MISC |  | 2983.33 |  | AIR TRACKS FRAME
| Active | Non-inventory Part | AMI-ZLP8141-SP | 8x14x1 EXACT Special Standard Capacity Pleat | Tax | Sales | Cost of Goods Sold |  | 0 | 8x14x1 ZLP Exact Pleat Merv 10 |  | 3.5 | AMI Filtration Products, Inc. |  | 7.98 |  |  |  | 8x14x1 | 8 | 14 | 1 |  |  | m
| Active | Non-inventory Part | AMZ |  | Tax | Sales | Cost of Goods Sold |  | 0 |  |  | 0 | AFC Manufacturing |  | 0 | [9 empty] | m
| Active | Non-inventory Part | AMZ:FP 200-3116 | 31"x16" Blue/White media Air Intake Filters | Tax | Sales | Cost of Goods Sold |  | 0 | 31"x16" Blue/White media Air Intake Filters |  | 1.35 | AFC Manufacturing |  | 7.8 |  |  |  | 31"x16" | 31 | 16 |  |  |  | m
| Active | Non-inventory Part | AMZ:P15/350S-1111 | 11x11 Hoffman IDF Filters | Tax | Sales | Cost of Goods Sold |  | 0 | 11x11 P15/350S |  | 2 | AFC Manufacturing |  | 7.53 |  |  |  | 11x11 | 11 | 11 |  |  |  | m
| Active | Non-inventory Part | AMZ:P15/350S-1212 | 12x12 Schneider IDF Filters | Tax | Sales | Cost of Goods Sold |  | 0 | 12x12 P15/350S |  | 2 | AFC Manufacturing |  | 7.8 |  |  |  | 12x12 | 12 | 12 |  |  |  | m
| Active | Non-inventory Part | ASC Panel |  | Tax | Cost of Goods Sold |  |  | 0 |  |  | 0 | MISC |  | 286.04 |  | FA 2448107-2V-CP | [6 empty] | 11 | m
| Active | Non-inventory Part | AT511-00-C | HILCO Filter Cartridge | Tax | Sales | Cost of Goods Sold |  | 0 | HILCO Filter Cartridge |  | 195.84 | Hilliard Corporation |  | 299 |  | AT511-00-C | [7 empty] | f
| Active | Non-inventory Part | AWCT09702-CF150MAX | CF150MAX-15 8� x 1� | Tax | Sales | Cost of Goods Sold |  | 0 | AWCT09702..CF150MAX-15-5.25 x 12 x 96- RPVC-DG |  | 48.64 | Brentwood Industries |  | 74.83 |  |  |  |  | 15 | 8 | 1 |  |  | m
| Active | Non-inventory Part | AWCT09702S-CF150MAX | CF150MAX- 15 4� x 1� | Tax | Sales | Cost of Goods Sold |  | 0 | AWCT09702S..CF150MAX-15-5.25 x 12 x 96-RPVC-DG..CUT TO: 96 PCS 5.25 x 12 x 48 |  | 50.24 | Brentwood Industries |  | 77.29 |  | AWCT09702S |  |  | 15 | 8 | 1 |  |  | m
| Active | Non-inventory Part | B-150B-150S-NC1 | HILCO TRANSFER VALVE ASSEMBY..(GE Part #272A5794P034)..- 5� Sch. 40 Butt Weld Connections (Inlet/Outlet Connections...- 150psi design...- Top Cover...- Carbon Steel Construction, with HILCO Epoxy Paint. | Tax | Sales | Cost of Goods Sold |  | 0 | HILCO TRANSFER VALVE ASSEMBY..(GE Part #272A5794P034)..- 5� Sch. 40 Butt Weld Connections (Inlet/Outlet Connections...- 150psi design...- Top Cover...- Carbon Steel Construction, with HILCO Epoxy Paint. |  | 9982 | Hilliard Corporation |  | 11091.2 |  | B-150B-150S-NC1 | [7 empty] | a
| Not-active | Non-inventory Part | BALDWIN |  | Tax | Sales | Cost of Goods Sold |  | 0 |  |  | 0 | MISC |  | 0
| Active | Non-inventory Part | BELTS | BELTS | Tax | Sales | Cost of Goods Sold |  | 0 | BELTS |  | 53.02 | Bestorq Power Transmission Belts |  | 75.74 | [9 empty] | a
| Active | Non-inventory Part | BLUE MEDIA RIGID - CUT | 1" BLUE RIGID MEDIA | Tax | Sales | Cost of Goods Sold |  | 0 | 1" BLUE RIGID MEDIA |  | 0 | Fiber Bond Corporation |  | 0 |  | 215019-206475 | [7 empty] | m
| Active | Non-inventory Part | BLUE RIGID MEDIA | 1" BLUE RIGID MEDIA 20/64" X 75' BULK ROLL | Tax | Sales | Cost of Goods Sold |  | 0 | 1" BLUE RIGID MEDIA 20/64" X 75' BULK ROLL |  | 581.28 | Fiber Bond Corporation |  | 1123.5 |  | 215019-206475 |  | 20/64" X 75 | 0.3125 | 75 |  |  |  | m
| Active | Non-inventory Part | BLUE RIGID MEDIA:AFC-20301BRM | 1 " Thick Rigid Blue Synthetic Polyester Media 20 x 30".. | Tax | Sales | Cost of Goods Sold |  | 0 | 1" BLUE RIGID MEDIA 20/64"x75' BULK ROLL |  |  | Fiber Bond Corporation |  | 6.81 |  | 215019-206475 |  | 20 x 30" | 20 | 30 |  |  |  | m
| Active | Non-inventory Part | BLUE RIGID MEDIA:AFC-46201BRM | Metro PN 190982..Blue Rigid Media 46x20� ..TK PN 92-9392.. | Tax | Sales | Cost of Goods Sold |  | 0 | 1" BLUE RIGID MEDIA 20/64"x75' BULK ROLL |  | 11.5 | Fiber Bond Corporation |  | 38.71 |  | 215019-206475 | [7 empty] | m
| Active | Non-inventory Part | BLUE RIGID MEDIA ROLL |  | Tax | Sales | Cost of Goods Sold |  | 0 | P/N 215019-420575....84" W x 75' L (525 ft�)..each roll to be slit to produce : ....4 - 20.5 x 75'....The cut must be PRECISE AND CLEAN. Please TRIM both ends in order get an evenly cut " EXACT CUT" ....***Please ask your QUALITY DEPT to Verify the 20... |  | 512.5 | Fiber Bond Corporation |  | 0 |  | 215019-420575 | [7 empty] | m
| Active | Non-inventory Part | BU- 0537000033 | 0537000033..Baffle Strainer 160/250-PREVIO..REF#130 237x310x20 | Tax | Sales | Cost of Goods Sold |  | 0 | 0537000033..Baffle Strainer 160/250-PREVIO..REF#130 237x310x20.. |  | 0 | AFC Manufacturing |  | 1.52 |  |  |  | 237x310x20 | 237 | 310 | 20 |  |  | m
| Active | Non-inventory Part | BU- 0537000034 | 0537000034..Baffle Strainer 400/630-PREVIO..REF# 130 345x450x20.. | Tax | Sales | Cost of Goods Sold |  | 0 | 0537000034..Baffle Strainer 400/630-PREVIO..REF# 130 345x450x20.. |  | 0 | AFC Manufacturing |  | 2.89 |  |  |  | 345x450x20 | 345 | 450 | 20 |  |  | m
| Active | Non-inventory Part | BU- 0537000043 | 0537000043..PSB 290 FILTER MATERIAL ..240x420x20..(9.4"x16.5") w curves.. | Tax | Sales | Cost of Goods Sold |  | 0 | 0537000043..PSB 290 FILTER MATERIAL.. 240x420x20.. |  | 0 | AFC Manufacturing |  | 5.16 |  |  |  | .240x420x20 | 0.24 | 420 | 20 |  |  | m
| Active | Non-inventory Part | BU-0537000015 | 0537000015..Baffle Strainer 063/100 B&E-JPN..REF#130, 205x180x20 | Tax | Sales | Cost of Goods Sold |  | 0 | 0537000015..Baffle Strainer 063/100 B&E-JPN..REF#130, 205x180x20 |  | 0 | AFC Manufacturing |  | 0.89 |  | BU-0537000015 |  | 205x180x20 | 205 | 180 | 20 |  |  | m
| Active | Non-inventory Part | BU-0537000017 | 0537000017..Baffle Strainer 021 Exhaust..65x95x15, POS#130 | Tax | Sales | Cost of Goods Sold |  | 0 | 0537000017..Baffle Strainer 021 Exhaust..65x95x15, POS#130 |  | 0.39 | AFC Manufacturing |  | 0.48 |  | BU-0537000017 |  | .65x95x15 | 0.65 | 95 | 15 |  |  | m
| Active | Non-inventory Part | BU-0537000042 | 0537000042..Baffle Strainer 400/630..REF# 130 240 x 420 x 20 | Tax | Sales | Cost of Goods Sold |  | 0 | 0537000042..Baffle Strainer 400/630..REF# 130 240 x 420 x 20 |  | 0 | AFC Manufacturing |  | 3.22 |  |  |  | 240 x 420 x 20 | 240 | 420 | 20 |  |  | m
| Active | Non-inventory Part | BU-0537000051 | 0537000051..Baffle Strainer 160/250 B,..REF#130, 452x237x20 | Tax | Sales | Cost of Goods Sold |  | 0 | 0537000051..Baffle Strainer 160/250 B,..REF#130, 452x237x20 |  | 0 | AFC Manufacturing |  | 2.85 |  | BU-0537000051 |  | 452x237x20 | 452 | 237 | 20 |  |  | m
| Active | Non-inventory Part | BU-0537503047 | 0537503047..Baffle Stainer 250C..REF# 130 166x156x15 | Tax | Sales | Cost of Goods Sold |  | 0 | 0537503047..Baffle Stainer 250C..REF# 130 166x156x15 |  | 0 | AFC Manufacturing |  | 1.33 |  | BU-0537503047 |  | 166x156x15 | 166 | 156 | 15 |  |  | m
| Active | Non-inventory Part | BU-0537524514 | 0537524514..Baffle Strainer 165/205/255..305 D, POS# 130 | Tax | Sales | Cost of Goods Sold |  | 0 | 0537524514..Baffle Strainer 165/205/255..305 D, POS# 130 |  | 0 | AFC Manufacturing |  | 2.76 |  | BU-0537524514 | [7 empty] | m
| Not-active | Non-inventory Part | BW-D15TPERF | D15TPERF-15/125-xxxxxx | Tax | Sales | Cost of Goods Sold |  | 0 | D15TPERF-15/125-xxxxxx |  | 163.03 | Brentwood Industries |  | 0
| Active | Non-inventory Part | C-030E-600T-Series | HILCO Transfer Valve Assembly..(HILCO DWG #2805-03-001-D)..G.E. Part #351A9968P002 | Tax | Sales | Cost of Goods Sold |  | 0 | HILCO Transfer Valve Assembly..(HILCO DWG #2805-03-001-D)..G.E. Part #351A9968P002 |  | 14517 | Hilliard Corporation |  | 17078.82 | [9 empty] | a
| Active | Non-inventory Part | C-70 Clip | C-70 Filter Clip | Tax | Sales | Cost of Goods Sold |  | 0 | PN: 1-2-10-00285/ C-70 Filter Clip |  | 0.6 | Springfield Spring Corporation |  | 1.8 |  | 1-2-10-00285 | [7 empty] | a
| Active | Non-inventory Part | C-70S Clip | C-70s Filter Clip | Tax | Sales | Cost of Goods Sold |  | 0 | C-70S Filter Clip equiv to AAF 315-004-003 |  | 0.6 | Springfield Spring Corporation |  | 1.8 |  | 315-004-003 | [7 empty] | a
| Active | Non-inventory Part | C-77 Clip | C-77 Filter Clip | Tax | Sales | Cost of Goods Sold |  | 0 | C-70 Filter Clip equiv to AAF PN 315-004-007 |  | 0.6 | Springfield Spring Corporation |  | 1.8 |  | 315-004-007 | [7 empty] | a
| Active | Non-inventory Part | C-89 Clip | C-89 Clip | Tax | Sales | Cost of Goods Sold |  | 0 | PN: 1-2-10-00441/ C-89 Clip |  | 0.92 | Springfield Spring Corporation |  | 2.76 |  | 1-2-10-00441 | [7 empty] | a
| Active | Non-inventory Part | C15/500 | C15/500 Bulk Roll Media 72" x 67' | Tax | Sales | Cost of Goods Sold |  | 0 | C15/500 Bulk Roll Media 72" x 67' |  | 204.5 | AFC Manufacturing |  | 763.8 |  | C15/500 |  | 72" x 67 | 72 | 67 |  |  |  | m
| Active | Non-inventory Part | C2N15N1CN | C2N15N1CN Nowata Charcoal Adsorber Housing, 2 round, 150 psi rating, 1"..FNPT Connections, Carbon Steel MOC, Bolted Closure.. | Tax | Sales | Cost of Goods Sold |  | 0 | C2N15N1CN Nowata Charcoal Adsorber Housing, 2 round, 150 psi rating, 1"..FNPT Connections, Carbon Steel MOC, Bolted Closure |  | 6931.11 | Precision Filter Products, LLC |  | 9242.96 |  | C2N15N1CN | [7 empty] | a
| Active | Non-inventory Part | CAA43-5SB | CAA43-5SB..Facet 43" Length CAA Series 5..Coalescer Cartridge Qualified to EI..1581, 5th Edition, Category C | Tax | Sales | Cost of Goods Sold |  | 0 | CAA43-5SB..Facet 43" Length CAA Series 5..Coalescer Cartridge Qualified to EI..1581, 5th Edition, Category C |  | 236.71 | Precision Filter Products, LLC |  | 296.47 |  | CAA43-5SB | [7 empty] | a
| Active | Non-inventory Part | CAMFIL |  | Tax | Sales | Cost of Goods Sold |  | 0 |  |  | 0 | Camfil Power Systems NA |  | 0 | [9 empty] | f
| Active | Non-inventory Part | CANISTER |  | Tax | Sales | Cost of Goods Sold |  | 0 |  |  | 77.76 | Camfil Power Systems NA |  | 0 | [9 empty] | f
| Active | Non-inventory Part | Carbon Media Cut | Carbon Media Cut | Tax | Sales |  |  | 0 |  |  | 0 | AFC Manufacturing |  | 0 | [9 empty] | m
| Active | Non-inventory Part | CARTRIDGE |  | Tax | Sales | Cost of Goods Sold |  | 0 |  |  | 0 | Camfil Power Systems NA |  | 0 |  | CARTRIDGE | [7 empty] | f
| Not-active | Non-inventory Part | CATERPILLAR |  | Tax | Sales | Cost of Goods Sold |  | 0 |  |  | 0 | Camfil Power Systems NA |  | 0
| Not-active | Non-inventory Part | CCP-104-CHM | Chemisorbant Media | Tax | Sales | Cost of Goods Sold |  | 0 | Chemisorbant Media; 50 lbs per Box |  | 103 | Freudenberg Filtration Technologies, L.P. |  | 198 |  | CCP-104-CHM
| Active | Non-inventory Part | CCP-310-PCB | 45lb Box Puracarb | Tax | Sales | Cost of Goods Sold |  | 0 | 45lb Box 'PuraCarb' |  | 98.1 | Freudenberg Filtration Technologies, L.P. |  | 184 |  | CCP-310-PCB | [7 empty] | a
| Active | Non-inventory Part | CCP-610-PKL | 31lb Box 'Purakol' | Tax | Sales | Cost of Goods Sold |  | 0 | 31lb Box 'Purakol' |  | 66.03 | Freudenberg Filtration Technologies, L.P. |  | 124 |  | CCP-610-PKL | [7 empty] | a
| Active | Non-inventory Part | CCP-903-PCA | 55lb Box 'PuraCarb AM' | Tax | Sales | Cost of Goods Sold |  | 0 | 55lb Box 'PuraCarb AM' |  | 102.3 | Freudenberg Filtration Technologies, L.P. |  | 192 |  | CCP-903-PCA | [7 empty] | a
| Active | Non-inventory Part | Celpad 40 | 12 x 12 x 40" CelDek w/T Edge | Tax | Sales | Cost of Goods Sold |  | 0 |  |  | 0 | HuTek (Asia) Company Ltd |  | 75.15 |  | Celpad 40 |  | 12 x 12 x 40" | 12 | 12 | 40 |  |  | a
| Active | Non-inventory Part | Celpad 48 | 12 x 12 x 48" CelDek w/T Edge | Tax | Sales | Cost of Goods Sold |  | 0 |  |  | 0 | HuTek (Asia) Company Ltd |  | 79.2 |  | Celpad 48 |  | 12 x 12 x 48" | 12 | 12 | 48 |  |  | a
| Active | Non-inventory Part | Celpad 63 | 12 x 12 x 63" CelDek w/T Edge | Tax | Sales | Cost of Goods Sold |  | 0 |  |  | 0 | HuTek (Asia) Company Ltd |  | 90.7 |  | Celpad 63 |  | 12 x 12 x 63" | 12 | 12 | 63 |  |  | a
| Not-active | Non-inventory Part | CF80Max | CF80Max | Tax | Sales | Cost of Goods Sold |  | 0 | CF80Max |  | 0 | Brentwood Industries |  | 0
| Active | Non-inventory Part | CF80MAX. | CF80MAX | Tax | Sales | Cost of Goods Sold |  | 0 | CF80MAX |  | 0 | Brentwood Industries |  | 0 | [9 empty] | a
| Not-active | Non-inventory Part | CFPS-E11-26CYL | Camfil, Campulse HemiPleat, E11 Cambrane, 26" Cylindrical Canister, Galvanized with .56" bolt hole | Tax | Sales | Cost of Goods Sold |  | 0 | 224633B01..Campulse HemiPleat, 147 sqft, 0.56" bolt hole, E11 Cambrane Galv. Small CYL 26" L..($55 is end-of 2016 one time fire sale) |  | 127.15 | Camfill USA INC |  | 84.61 |  | CFPS-E11-26CYL
| Not-active | Non-inventory Part | Charcoal |  | Tax | Sales | Cost of Goods Sold |  | 0 |  |  | 0 | Glasfloss Industries |  | 0
| Active | Non-inventory Part | CHB481 PLT | CHB481 PLT | Tax | Sales | Cost of Goods Sold |  | 0 | CHB481 PLT |  | 0.58 | Glasfloss Industries |  | 0 |  | CHB481 PLT | [7 empty] | a
| Active | Non-inventory Part | CHB482PLT | CHB482PLT | Tax | Sales | Cost of Goods Sold |  | 0 | CHB482PLT |  | 0.69 | Glasfloss Industries |  | 0 |  | CHB482PLT | [7 empty] | a
| Active | Non-inventory Part | CHB484PLT | CHB484PLT | Tax | Sales | Cost of Goods Sold |  | 0 | CHB484PLT |  | 0.77 | Glasfloss Industries |  | 0 |  | CHB484PLT | [7 empty] | a
| Not-active | Non-inventory Part | CHM-BX | Purafil Chemisorbant Media | Tax | Sales | Cost of Goods Sold |  | 0 | Chemisorbant Media; 50 lbs per Box |  | 0 | Glasfloss Industries |  | 0 |  | CHM-BX
| Active | Non-inventory Part | CI-MINIPLEAT | MINIPLEAT | Tax | Sales | Cost of Goods Sold |  | 0 | MINIPLEAT |  | 52.712 | Columbus Industries, Inc. |  | 0 | [9 empty] | f
| Active | Non-inventory Part | CI-MP415P-SPECIAL | SPECIAL MERV 15 Mini Pleat Plastic Frame | Tax | Sales | Cost of Goods Sold |  | 0 | SPECIAL MERV 15 Mini Pleat Plastic Frame |  | 0 | Columbus Industries, Inc. |  | 0 |  | CI-MP415P-SPECIAL | [5 empty] | MERV 15 | 15 | f
| Active | Non-inventory Part | Cleanova |  | Tax | Sales | Cost of Goods Sold |  | 0 |  |  | 0 | Cleanova |  | 0 | [9 empty] | f
| Active | Non-inventory Part | CMBF 3-40NN | CMBF 3-40NN ..40' CMBF Filter 3Mic MLT-BLWM..PP Cut End no Gskt | Tax | Sales | Cost of Goods Sold |  | 0 | CMBF 3-40NN ..40' CMBF Filter 3Mic MLT-BLWM..PP Cut End no Gskt |  | 13.31 | Harrington Industrial Plastics |  | 20 |  | CMBF 3-40NN | [7 empty] | f
| Active | Non-inventory Part | CONICAL |  | Tax | Sales | Cost of Goods Sold |  | 0 |  |  | 96.46 | MISC |  | 0 |  | CONICAL | [7 empty] | f
| Active | Non-inventory Part | Coupon CC _ CS | Copper & Silver Coupon 73045233 | Tax | Sales | Cost of Goods Sold |  | 0 | Copper & Silver Coupon 73045233 |  | 200 | Freudenberg Filtration Technologies, L.P. |  | 550 |  | 73045233 | [7 empty] | s
| Active | Non-inventory Part | CPS-PL | CP MEDIA in Pails | Tax | Sales | Cost of Goods Sold |  | 0 | CP MEDIA in Pails |  | 2.314 | RSE Incorporated |  | 0 | [9 empty] | a
| Active | Non-inventory Part | Cranks | XX" Crank w/washer & gaskets / No Nuts | Tax | Sales | Cost of Goods Sold |  | 0 | XX" Crank w/washer & gaskets / No Nuts |  | 11.71 | Riverfront Machine |  | 0 |  | P524742 Cranks | [7 empty] | a
| Not-active | Non-inventory Part | CUMMINS |  | Tax | Sales | Cost of Goods Sold |  | 0 |  |  | 0 | MISC |  | 0
| Active | Non-inventory Part | CWF-0754830 | 0.75 oz x 48.0" x 30 Yards @ 1" Thickness | Tax | Sales | Cost of Goods Sold |  | 0 | 0.75 oz x 48.0" x 30 Yards @ 1" Thickness |  | 25.08 | Elements Fiber, Inc. |  | 0 |  | CWF-0754830 |  | 48.0" x 30 | 48 | 30 |  |  |  | m
| Active | Non-inventory Part | CYLINDRICAL |  | Tax | Sales | Cost of Goods Sold |  | 0 |  |  | 70.63 | MISC |  | 0 |  | CYLINDRICAL | [7 empty] | a
| Active | Non-inventory Part | D045240-20G | D045240-20G PECO FG 324 FACET | Tax | Sales | Cost of Goods Sold |  | 0 | Gas Filter Element..(Direct drop-in replacement for PECO FG324).. |  | 31.75 | Fluitek Corporation. (PAID BY CC) |  | 48.84 |  | D045240-20G | [7 empty] | a
| Not-active | Non-inventory Part | D15 DE |  | Tax | Sales | Cost of Goods Sold |  | 0 |  |  | 174.7 | Brentwood Industries |  | 0
| Active | Non-inventory Part | D15 Drif Dek |  | Tax | Sales | Cost of Goods Sold |  | 0 |  |  | 101.08 | Brentwood Industries |  | 0 | [9 empty] | a |  | Used for many
| Active | Non-inventory Part | DC-3 | DC-3 Disposable Breather | Tax | Sales | Cost of Goods Sold |  | 0 | DC-3 Disposable Breather |  | 112.2017 | Motion Industries |  | 140.2604 |  | DC-3 | [7 empty] | a
| Active | Non-inventory Part | DD718-05-060000 | HILCO Stacked Disk Cartridge | Tax | Sales | Cost of Goods Sold |  | 0 | HILCO Stacked Disk Cartridge |  | 55.76 | Hilliard Corporation |  | 66.38 |  | DD718-05-060000 | [7 empty] | f
| Not-active | Non-inventory Part | DE4-SA2 |  | Tax | Sales | Cost of Goods Sold |  | 0 |  |  |  | MISC |  |  |  | DE4-SA2
| Active | Non-inventory Part | Delivery Fee | Sales Delivery Fee | Tax | Sales |  |  | 0 |  |  | 0 |  |  | 0 | [9 empty] | a
| Active | Non-inventory Part | DGT839-00 | HILCO DEMISTER CARTRIDGE | Tax | Sales | Cost of Goods Sold |  | 0 | HILCO DEMISTER CARTRIDGE |  | 237.32 | Hilliard Corporation |  | 365.2 |  | DGT839-00 | [7 empty] | s
| Active | Non-inventory Part | DM1222-00-C | HILCO Demister Cartridge | Tax | Sales | Cost of Goods Sold |  | 0 | HILCO Demister Cartridge |  | 820.08 | Hilliard Corporation |  | 732 |  | DM1222-00-C | [7 empty] | a
| Active | Non-inventory Part | DM1436-00-C | HILCO Mist Eliminator Filter Element..(Direct OEM replacement for Dollinger #3508094).. | Tax | Sales | Cost of Goods Sold:Material |  | 0 | HILCO Mist Eliminator Filter Element..(Direct OEM replacement for Dollinger #3508094).. |  | 1590 | Caldwell Gasket |  | 1944 |  | DM1436-00-C | [7 empty] | a
| Active | Non-inventory Part | DM620-00-C | HILCO Demister Cartridge | Tax | Sales | Cost of Goods Sold |  | 0 | HILCO Demister Cartridge |  | 164.56 | Hilliard Corporation |  | 220 |  | DM620-00-C | [7 empty] | a
| Active | Non-inventory Part | DM639-00-C | HILCO Demister Filter Cartridge | Tax | Sales | Cost of Goods Sold |  | 0 | HILCO Demister Filter Cartridge |  | 225.76 | Hilliard Corporation |  | 288.69 |  | DM639-00-C | [7 empty] | a
| Active | Non-inventory Part | DM820-00-C | HILCO Demister Cartridge | Tax | Sales | Cost of Goods Sold |  | 0 | HILCO Demister Cartridge |  | 177.48 | Hilliard Corporation |  | 214.88 |  | DM820-00-C | [7 empty] | a
| Active | Non-inventory Part | DM820-00-CGVSS | HILCO Demister Filter Element | Tax | Sales | Cost of Goods Sold |  | 0 | HILCO Demister Filter Element |  | 559.64 | Hilliard Corporation |  | 823 |  | DM820-00-CGVSS | [7 empty] | a
| Active | Non-inventory Part | DM839-00-C | HILCO Demister Filter Cartridge | Tax | Sales | Cost of Goods Sold |  | 0 | HILCO Demister Filter Cartridge |  | 262.48 | Hilliard Corporation |  | 318.25 |  | DM839-00-C | [7 empty] | a
| Active | Non-inventory Part | DM839-00-CGB | HILCO HYDROGEN CARTRIDGE..(Replacement Pricing) | Tax | Sales | Cost of Goods Sold |  | 0 | HILCO HYDROGEN CARTRIDGE..(Replacement Pricing) |  | 1210 | Hilliard Corporation |  | 1779 |  | DM839-00-CGB | [7 empty] | a
| Not-active | Non-inventory Part | DONALDSON | Sales Fee | Tax | Sales | Cost of Goods Sold |  | 0 |  |  | 0 |  |  | 0
| Active | Non-inventory Part | Donaldson. | Sales Fee | Tax | Cost of Goods Sold |  |  | 0 |  |  | 0 |  |  | 0 | [9 empty] | s
| Active | Non-inventory Part | DP95 1/1 | DP95 1/1 24.24.12 | Tax | Sales | Cost of Goods Sold |  | 0 | DP95 1/1 24.24.12 |  | 270 | Freudenberg Filtration Technologies, L.P. |  | 590 |  | 6904468 | [7 empty] | f
| Active | Non-inventory Part | DP95 1/2 | DP95 1/2 12.24.12 | Tax | Sales | Cost of Goods Sold |  | 0 | DP95 1/2 12.24.12 |  | 218 | Freudenberg Filtration Technologies, L.P. |  | 424 |  | 6904464 | [7 empty] | f
| Active | Non-inventory Part | DPx95 1/1 | DPx95 1/1 24.24.12 | Tax | Sales | Cost of Goods Sold |  | 0 | DPx95 1/1 24.24.12 |  | 348.5 | Freudenberg Filtration Technologies, L.P. |  | 590 | [9 empty] | f
| Active | Non-inventory Part | DPx95 1/2 | DPx95 1/2 12.24.12 | Tax | Sales | Cost of Goods Sold |  | 0 | DPx95 1/2 12.24.12 |  | 218 | Freudenberg Filtration Technologies, L.P. |  | 424 | [9 empty] | f
| Not-active | Non-inventory Part | DUP F-WRAP-26S-TP | Pre-filter wrap for 26" canister filters Sewn Moisture Tolerant Media for TurboPulse | Tax | Sales | Cost of Goods Sold |  | 0 | Pre-filter wrap for 26" canister filters Sewn Moisture Tolerant Media for TurboPulse |  | 7.45 | AFC Manufacturing |  | 19.1 |  | F-WRAP-26S-TP
| Not-active | Non-inventory Part | DWYER | Sales | Tax | Sales | Cost of Goods Sold |  | 0 |  |  | 9.52 |  |  | 14 |  | DWYER
| Active | Non-inventory Part | E15/400 | White Pre-filtration Media for GT ..(40" x 46') | Tax | Sales | Cost of Goods Sold |  | 0 | White Pre-filtration Media for GT ..(40" x 46') |  | 102 | AFC Manufacturing |  | 0 |  | E15/400 |  | 40" x 46 | 40 | 46 |  |  |  | m
| Active | Non-inventory Part | ECube 24x24 F7 | F7 ECube Pocket Filter..24x24x24 8P DownStream Gasket 592x592x600-8P Plastic Frame | Tax | Sales | Cost of Goods Sold |  | 0 | F7 ECube Pocket Filter..24x24x24 8P DownStream Gasket 592x592x600-8p Plastic Frame |  | 24.3 | Wetzel Technologies Co., Ltd |  | 48.6 |  |  |  | .24x24x24 | 24 | 24 | 24 |  |  | f
| Active | Non-inventory Part | ED101E00000SF00 | AmerKleen M80 Pad 24x24x4 in...Impregnated Glass Fiber Filter Pad | Tax | Sales | Cost of Goods Sold |  | 0 | AmerKleen M80 Pad 24x24x4 in...Impregnated Glass Fiber Filter Pad |  | 10.37 | AAF/Flanders Corporation |  | 13.89 |  |  |  | 24x24x4 | 24 | 24 | 4 |  |  | a
| Active | Non-inventory Part | ED101E0000SF00 | AmerKleen M80 Pad 24x24x4 in...Impregnated Glass Fiber Filter Pad | Tax | Sales | Cost of Goods Sold |  | 0 | AmerKleen M80 Pad 24x24x4 in...Impregnated Glass Fiber Filter Pad |  | 9.1 | AAF/Flanders Corporation |  | 13.1 |  |  |  | 24x24x4 | 24 | 24 | 4 |  |  | a
| Active | Non-inventory Part | EFS FP200Cube -1/1 | Blue / White Cube 24x24x15 | Tax | Sales | Cost of Goods Sold |  | 0 | Blue / White Cube 24x24x15 |  | 0 | AFC Manufacturing |  | 28.15 |  | EFS FP200Cube -1/1 |  | 24x24x15 | 24 | 24 | 15 |  |  | m
| Active | Non-inventory Part | EFS FP200Cube -1/2 | Blue / White Cube 12x24x15 | Tax | Sales | Cost of Goods Sold |  | 0 | Blue / White Cube 12x24x15 |  | 0 | AFC Manufacturing |  | 22.2 |  | EFS FP200Cube -1/2 |  | 12x24x15 | 12 | 24 | 15 |  |  | m
| Active | Non-inventory Part | EFS M8Cube -1/1 | White Cube 24x24x15 | Tax | Sales | Cost of Goods Sold |  | 0 | White Cube 24x24x15 |  | 0 | AFC Manufacturing |  | 24.15 |  | EFS M8Cube -1/1 |  | 24x24x15 | 24 | 24 | 15 |  |  | m
| Active | Non-inventory Part | EFS M8Cube -1/2 | White Cube 12x24x15 | Tax | Sales | Cost of Goods Sold |  | 0 | White Cube 12x24x15 |  | 0 | AFC Manufacturing |  | 18.2 |  | EFS M8Cube -1/2 |  | 12x24x15 | 12 | 24 | 15 |  |  | m
| Active | Non-inventory Part | EFS MNPO LVCube -1/1 | White Cube 16x16x16 | Tax | Sales | Cost of Goods Sold |  | 0 | White Cube 16x16x16 |  | 2.25 | AFC Manufacturing |  | 7.23 |  | EFS MNPO LVCube -1/1 |  | 16x16x16 | 16 | 16 | 16 |  |  | m
| Active | Non-inventory Part | EFS030648-016-190HV | HV HEPA Filter..(Exceed Performance of Donaldson P030648-016-190) | Tax | Sales | Cost of Goods Sold |  | 0 | HV HEPA Filter..(Exceed Performance of Donaldson P030648-016-190) |  | 0 | Hilliard Corporation |  | 230 | [9 empty] | f
| Active | Non-inventory Part | Elec Panel Media |  | Tax | Sales |  |  | 0 |  |  | 0 | MISC |  | 0 | [9 empty] | m
| Not-active | Non-inventory Part | eMaxx E-10 1/1 DSGP | 24" x 24" x 17" eMaxx High Efficiency Cassette Filter w/DSG Foamed-on PU | Tax | Sales | Cost of Goods Sold |  | 0 | 24" x 24" x 17" eMaxx High Efficiency Cassette Filter w/DSG Foamed-on PU |  | 184.17 | Freudenberg Filtration Technologies, L.P. |  | 245.56 |  | 73072349 |  | 24" x 24" x 17" | 24 | 24 | 17
| Active | Non-inventory Part | EMAXX E10 1/1 | Viledon V08-25-N19S-K27-30m� | Tax | Sales | Cost of Goods Sold |  | 0 | Viledon V08-25-N19S-K27-30m� |  | 204.19 | Hilliard Corporation |  | 387.45 |  | EMAXX E10 1/1 | [7 empty] | f
| Active | Non-inventory Part | EMAXX E12 1/1 | Viledon EMaxx E12 24x24x17 | Tax | Sales | Cost of Goods Sold |  | 0 | Viledon EMAXX E12 592.592.422 |  | 204.19 | Hilliard Corporation |  | 387.45 |  | EMAXX E12 1/1 |  | 24x24x17 | 24 | 24 | 17 |  |  | f
| Active | Non-inventory Part | Equipment Rentals | Equipment Rentals | Tax | Equipment Sub | Cost of Goods Sold |  | 0 | Equipment Rentals |  | 0 |  |  | 0 | [9 empty] | s
| Active | Non-inventory Part | ET718-DR-03ZXC0 | HILCO ION EXCHANGE CARTRIDGE-ACID REMOVAL | Tax | Sales | Cost of Goods Sold |  | 0 | HILCO ION EXCHANGE CARTRIDGE-ACID REMOVAL |  | 281.52 | Hilliard Corporation |  | 414.1 |  | ET718-DR-03ZXC0 | [7 empty] | a
| Active | Non-inventory Part | ET718-DR-CN | HILCO Ion Exchange Filter Element | Tax | Sales | Cost of Goods Sold |  | 0 | HILCO Ion Exchange Filter Element |  | 242.76 | Hilliard Corporation |  | 325 | [9 empty] | a
| Active | Non-inventory Part | ET718-DR-CRN | HILCO Dry Ion Exchange Resin Cartridge | Tax | Sales | Cost of Goods Sold |  | 0 | HILCO Dry Ion Exchange Resin Cartridge |  | 255 | Hilliard Corporation |  | 337.5 |  | ET718-DR-CRN | [7 empty] | a
| Active | Non-inventory Part | EVAPCO PARTS |  | Tax | Cost of Goods Sold |  |  | 0 |  |  | 0 | MISC |  | 0 | [9 empty] | a
| Active | Non-inventory Part | F-020E-150T-003 | HILCO Transfer Valve..(HILCO DWG #3804-04-176-C)..- 2� -150# ANSI RF Flanged Inlet/Outlet Connections...- Stainless Steel Construction Body...- Zero-Leak Design...- Stainless Steel Pads/Shaft/Springs | Tax | Sales | Cost of Goods Sold |  | 0 | HILCO Transfer Valve..(HILCO DWG #3804-04-176-C)..- 2� -150# ANSI RF Flanged Inlet/Outlet Connections...- Stainless Steel Construction Body...- Zero-Leak Design...- Stainless Steel Pads/Shaft/Springs |  | 6000 | Hilliard Corporation |  | 8000 | [9 empty] | a
| Active | Non-inventory Part | F-020E-600P-001 | HILCO TRANSFER VALVE.. (HILCO DWG #3804-04-254).. 2� 600# RFSO Connections.. Carbon Steel Body Construction with .. ... | Tax | Sales | Cost of Goods Sold |  | 0 | HILCO TRANSFER VALVE.. (HILCO DWG #3804-04-254).. 2� 600# RFSO Connections.. Carbon Steel Body Construction with .. ... |  |  | Hilliard Corporation |  |  |  | F-020E-600P-001 | [7 empty] | a
| Active | Non-inventory Part | F-030E-150S | HILCO TRANSFER VALVE | Tax | Sales | Cost of Goods Sold |  | 0 | HILCO TRANSFER VALVE |  | 5242 | Hilliard Corporation |  | 6167.06 |  | F-030E-150S | [7 empty] | a
| Active | Non-inventory Part | F-030E-150S-010 | HILCO TRANSFER VALVE ASSEMBLY..(HILCO DWG #3805-04-252-C) | Tax | Sales | Cost of Goods Sold |  | 0 | HILCO TRANSFER VALVE ASSEMBLY..(HILCO DWG #3805-04-252-C) |  | 4948 | Hilliard Corporation |  | 7612.3 |  | F-030E-150S-010 | [7 empty] | a
| Active | Non-inventory Part | F-CUBE-V1224-CVC | Pre-filter Carbon cube for 12x24x12 V4-Bank Filters | Tax | Sales | Cost of Goods Sold |  | 0 | Pre-filter Carbon cube for 12x24x12 V4-Bank Filters |  | 0 | AFC Manufacturing |  | 0 |  |  |  | 12x24x12 | 12 | 24 | 12 |  |  | f
| Active | Non-inventory Part | F-CUBE-V2424-CVC | Pre-filter Carbon cube for 24x24x12 V4-Bank Filters | Tax | Sales | Cost of Goods Sold |  | 0 | Pre-filter Carbon cube for 24x24x12 V4-Bank Filters |  | 0 | AFC Manufacturing |  | 0 |  |  |  | 24x24x12 | 24 | 24 | 12 |  |  | f
| Active | Non-inventory Part | F-S15E-150P | HILCO TRANSFER VALVE | Tax | Sales | Cost of Goods Sold |  | 0 | HILCO TRANSFER VALVE |  | 6596 | Hilliard Corporation |  | 9422.86 |  | F-S15E-150P | [7 empty] | a
| Active | Non-inventory Part | F-S20E-150P | HILCO TRANSFER VALVE, 2� 150# RFSO inlet/outlet, straight through arrangement, CS body with 316 SS shaft and pads, see Hilco drawing #..3804-08-031-C..F-S20E-150P replaces old part # F-220B-150P-002 | Tax | Sales | Cost of Goods Sold |  | 0 | HILCO TRANSFER VALVE, 2� 150# RFSO inlet/outlet, straight through arrangement, CS body with 316 SS shaft and pads, see Hilco drawing #..3804-08-031-C..F-S20E-150P replaces old part # F-220B-150P-002 |  | 5992 | Hilliard Corporation |  | 4976 |  | F-S20E-150P | [7 empty] | a
| Active | Non-inventory Part | F-S20E-150PS | HILCO TRANSFER VALVE STRAIGHT THRU INLET/ outlet orientation, 2IN 150 RF Flanged connections, CS body, 316 SS shaft and sealing pads | Tax | Sales | Cost of Goods Sold |  | 0 | HILCO TRANSFER VALVE |  | 4079.25 | Hilliard Corporation |  | 4976 |  | F-S20E-150PS | [7 empty] | a
| Active | Non-inventory Part | F-S30E-300P | HILCO Transfer Valve Assembly..(HILCO Data Sheet #DD-600-20) | Tax | Sales | Cost of Goods Sold |  | 0 | HILCO Transfer Valve Assembly..(HILCO Data Sheet #DD-600-20) |  | 7517 | Hilliard Corporation |  | 9890.8 |  | F-S30E-300P | [7 empty] | a
| Not-active | Non-inventory Part | F-SBP-MERV8-45122 | METRO, Filter, Air, HVAC pleated..45-3/4" x 12-1/4" x 1-3/4"; MERV 8, Pleated Filter..METRO PN: 171358N | Tax | Sales | Cost of Goods Sold |  | 0 | 45-3/4" x 12-1/4" x 1-3/4" EXACT..MERV 10 Pleated Filter |  | 8.2 | Glasfloss Industries |  | 9.1 |  | F-SBP-MERV8-45122 |  | 45-3/4" x 12-1/4" x 1-3/4" | 45.75 | 12.25 | 1.75 | MERV 8 | 8
| Active | Non-inventory Part | F-SOCK-22V | Pre-filter sock for 22" canister filters (with Velcro strip); standard white media | Tax | Sales | Cost of Goods Sold |  | 0 | Pre-filter sock for 22" canister filters (with Velcro strip); standard white media |  | 0 | AFC Manufacturing |  | 0 | [9 empty] | f
| Active | Non-inventory Part | F-SOCK-26 | Pre-filter sock for 26" canister filters (no Velcro strap) | Tax | Sales | Cost of Goods Sold |  | 0 | Pre-filter sock for 26" canister filters (no Velcro strap) |  | 0 | AFC Manufacturing |  | 12.65 | [9 empty] | f
| Active | Non-inventory Part | F-SOCK-3V600 | Reverse prefilter glove for CamGT 3V600 | Tax | Sales | Cost of Goods Sold |  | 0 | Reverse prefilter glove for CamGT 3V600 |  | 0 | AFC Manufacturing |  | 0 |  | F-SOCK-3V600 | [7 empty] | f
| Active | Non-inventory Part | F-SOCK-CMPST-S | Pre-filter inner wrap for 26" Composite Filter and Plastic Strap with Velcro | Tax | Sales | Cost of Goods Sold |  | 0 | Pre-filter inner wrap for 26" Composite Filter and Plastic Strap with Velcro |  | 0 | AFC Manufacturing |  | 0 |  | F-SOCK-CMPST-S | [7 empty] | f
| Active | Non-inventory Part | F-SOCK-GDX | One Piece Pre-filter sock for GDX style filters | Tax | Sales | Cost of Goods Sold |  | 0 | One Piece Pre-filter sock for GDX style filters |  | 0 | AFC Manufacturing |  | 0 |  | F-SOCK-GDX | [7 empty] | f
| Active | Non-inventory Part | F-SOCK-GDX-S15 | One-piece Synthetic Pre-filter sock for GDX/ E12 | Tax | Sales | Cost of Goods Sold |  | 0 | One-piece Synthetic Pre-filter sock for GDX/ E12 |  | 0 | AFC Manufacturing |  | 25.15 | [9 empty] | f
| Active | Non-inventory Part | F-SOCK-GDX15 | Gas Turbine Pre-filter 1 Piece Sock for GDX style filters -..Freudenberg P15/500 - Filtrair C15/500 media | Tax | Sales | Cost of Goods Sold |  | 0 | Gas Turbine Pre-filter 1 Piece Sock for GDX style filters -..Freudenberg P15/500 - Filtrair C15/500 media |  | 0 | AFC Manufacturing |  | 0 |  | F-SOCK-GDX | [7 empty] | f
| Active | Non-inventory Part | F-SOCK-V1224 | Pre-Filter sock for 12x24x12 V4-Bank Filters | Tax | Sales | Cost of Goods Sold |  | 0 | Pre-Filter sock for 12x24x12 V4-Bank Filters |  | 0 | AFC Manufacturing |  | 0 |  |  |  | 12x24x12 | 12 | 24 | 12 |  |  | f
| Active | Non-inventory Part | F-SOCK-V2424 | Pre-Filter sock for 24x24x12 V4-Bank Filters | Tax | Sales | Cost of Goods Sold |  | 0 | Pre-Filter sock for 24x24x12 V4-Bank Filters |  | 9 | AFC Manufacturing |  | 22.45 |  |  |  | 24x24x12 | 24 | 24 | 12 |  |  | f
| Active | Non-inventory Part | F-STRAP-CMPST | Pre-Filter Velcro Strap for Composite Style Filters | Tax | Sales | Cost of Goods Sold |  | 0 | Pre-Filter Velcro Strap for Composite Style Filters |  | 0 | AFC Manufacturing |  | 3.43 | [9 empty] | f
| Active | Non-inventory Part | F-WRAP-22V | Pre-filter wrap for 22" canister filters with Velcro strap | Tax | Sales | Cost of Goods Sold |  | 0 | Pre-filter wrap for 22" canister filters with Velcro strap |  | 0 | AFC Manufacturing |  | 0 | [9 empty] | f
| Active | Non-inventory Part | F-WRAP-26-CYN | Pre-filter wrap for 26" Cylindrical filters with Velcro strap | Tax | Sales | Cost of Goods Sold |  | 0 | Pre-filter wrap for 26" Cylindrical filters with Velcro strap |  | 0 | AFC Manufacturing |  | 0 |  | F-WRAP-26-CYN | [7 empty] | f
| Active | Non-inventory Part | F-WRAP-26S | Pre-filter wrap for 26" canister filters Sewn | Tax | Sales | Cost of Goods Sold |  | 0 | Pre-filter wrap for 26" canister filters Sewn |  | 0 | AFC Manufacturing |  | 0 |  | F-WRAP-26S | [7 empty] | f
| Active | Non-inventory Part | F-WRAP-26S-S15 | Pre-filter wrap for 26" canister filters Sewn Moisture Tolerant S15 | Tax | Sales | Cost of Goods Sold |  | 0 | Pre-filter wrap for 26" canister filters Sewn Moisture Tolerant S15 |  | 5.9 | AFC Manufacturing |  | 15.6 |  | F-WRAP-26S-S15 | [7 empty] | f
| Not-active | Non-inventory Part | F-WRAP-26S-TP | Pre-filter wrap for 26" canister filters Sewn Moisture Tolerant Media for TurboPulse | Tax | Sales | Cost of Goods Sold |  | 0 | Pre-filter wrap for 26" canister filters Sewn Moisture Tolerant Media for TurboPulse |  | 7.45 | AFC Manufacturing |  | 19.1 |  | F-WRAP-26S-TP
| Active | Non-inventory Part | F-WRAP-26V | Pre-filter wrap for 26" canister filters with Velcro strap | Tax | Sales | Cost of Goods Sold |  | 0 | Pre-filter wrap for 26" canister filters with Velcro strap |  | 0 | AFC Manufacturing |  | 0 |  | F-WRAP-26V | [7 empty] | f
| Active | Non-inventory Part | F-WRAP-26V-CON | Pre-filter wrap for 26" Conical filters with Velcro strap | Tax | Sales | Cost of Goods Sold |  | 0 | Pre-filter wrap for 26" Conical filters with Velcro strap |  | 0 | AFC Manufacturing |  | 0 |  | F-WRAP-26V-CON | [7 empty] | f
| Active | Non-inventory Part | F-WRAP-26V-CON-S15 | Pre-filter wrap for 26" Conical filters with Velcro strap Moisture Tolerant S15 | Tax | Sales | Cost of Goods Sold |  | 0 | Pre-filter wrap for 26" Conical filters with Velcro strap Moisture Tolerant S15 |  | 6.5 | AFC Manufacturing |  | 18.5 |  | F-WRAP-26V-CON-S15 | [7 empty] | f
| Not-active | Non-inventory Part | F-WRAP-26V-CON-TP | Pre-filter wrap for 26" Conical filters with Velcro strap Moisture Tolerant Media for Camfil TurboPulse | Tax | Sales | Cost of Goods Sold |  | 0 | Pre-filter wrap for 26" Conical filters with Velcro strap Moisture Tolerant Media for Camfil TurboPulse |  | 8.9 | AFC Manufacturing |  | 22.3 |  | F-WRAP-26V-CON-TP
| Active | Non-inventory Part | F-WRAP-28S-S15-SPEC | Special Dim. OD 15.92" Pre-filter wrap for 28" canister filters Sewn Moisture Tolerant S15. | Tax | Sales | Cost of Goods Sold |  | 0 | Special Dim. OD 15.92" Pre-filter wrap for 28" canister filters Sewn Moisture Tolerant S15. |  | 6.5 | AFC Manufacturing |  | 13 |  | F-WRAP-28S-S15-spec | [7 empty] | f
| Active | Non-inventory Part | F-WRAP-30V | Pre-filter wrap for 30" canister filters with Velcro strap | Tax | Sales | Cost of Goods Sold |  | 0 | Pre-filter wrap for 30" canister filters with Velcro strap |  | 0 | AFC Manufacturing |  | 0 |  | F-WRAP-30V | [7 empty] | f
| Active | Non-inventory Part | F-WRAP-34V | Pre-filter wrap for 34" canister w/Velcro strap | Tax | Sales | Cost of Goods Sold |  | 0 |  |  | 0 | AFC Manufacturing |  | 0 | [9 empty] | f
| Active | Non-inventory Part | F-WRAP-34V-CON | Pre-filter wrap for 34" Conical filters with Velcro strap | Tax | Sales | Cost of Goods Sold |  | 0 | Pre-filter wrap for 34" Conical filters with Velcro strap |  | 0 | AFC Manufacturing |  | 0 |  | F-WRAP-34V-CON | [7 empty] | f
| Active | Non-inventory Part | F-WRAP-36V | Pre-filter wrap for 36" canister w/Velcro strap | Tax | Sales | Cost of Goods Sold |  | 0 |  |  | 0 | AFC Manufacturing |  | 0 | [9 empty] | f
| Active | Non-inventory Part | F-WRAP-40S | Pre-Filter 40" canister filter sewn | Tax | Sales | Cost of Goods Sold |  | 0 | Pre-Filter 40" canister filter sewn |  | 0 | AFC Manufacturing |  | 16.1 | [9 empty] | f
| Active | Non-inventory Part | F-WRAP-CMPST | Pre-filter inner wrap w/ Velcro Strap | Tax | Sales | Cost of Goods Sold |  | 0 | Pre-filter inner wrap w/ Velcro Strap |  | 0 | AFC Manufacturing |  | 0 |  | F-WRAP-CMPST | [7 empty] | f
| Active | Non-inventory Part | F-WRAP-V1612 | Cartridge Filter wrap w/Velcro; 16"OD x 12"H; Equiv to P191016-016-340 | Tax | Sales | Cost of Goods Sold |  | 0 | Cartridge Filter wrap w/Velcro; 16"OD x 12"H |  | 4.5 | AFC Manufacturing |  | 11 |  | F-WRAP-V2541 | [7 empty] | f
| Active | Non-inventory Part | F-WRAP-V2541 | Cartridge Filter wrap w/Velcro; 25" x 41" | Tax | Sales | Cost of Goods Sold |  | 0 | Cartridge Filter wrap w/Velcro; 25" x 41" |  | 0 | AFC Manufacturing |  | 8.15 |  | F-WRAP-V2541 |  | 25" x 41" | 25 | 41 |  |  |  | f
| Active | Non-inventory Part | F31S36412 / PO-25-P02E-WW-30L | F31S36412 / PO-25-P02E-WW-30L..Eaton Sentinel Bag Filter | Tax | Sales | Cost of Goods Sold |  | 0 | F31S36412 / PO-25-P02E-WW-30L FILTER..ITEM NO: 08749605 Eaton Sentinel Bag Filter |  | 11.6 | Motion Industries |  | 16.5 | [9 empty] | f
| Not-active | Non-inventory Part | F5SC-242418-6FM | 24x24x18, 50%, Synthetic Pocket Filter | Tax | Sales |  |  | 0 |  |  | 0 | Wetzel Technologies Co., Ltd |  | 61.25 |  |  |  | 24x24x18 | 24 | 24 | 18 | 50% | 7
| Active | Non-inventory Part | F6HT-3618 | High Temp. Air Filter, M6, 18" x 36" x 2" (457x915x55mm) with Aluminum Frame, Glass Fiber media; no header | Tax | Sales | Cost of Goods Sold |  | 0 | High Temp. Air Filter, M6, 18" x 36" x 2" (457x915x55mm) with Aluminum Frame, Glass Fiber media; no header |  | 38.9 | Wetzel Technologies Co., Ltd |  | 0 |  |  |  | 18" x 36" x 2" | 18 | 36 | 2 |  |  | f
| Active | Non-inventory Part | F7-08BAG122422 | EFS 12x24x22, F7/MERV 13, 4 Pocket Bag Filter with Aluminum Frame | Tax | Sales | Cost of Goods Sold |  | 0 | EFS 12x24x22, F7/MERV 13, 4 Pocket Bag Filter with Aluminum Frame |  | 10 | Wetzel Technologies Co., Ltd | [5 empty] | 12x24x22 | 12 | 24 | 22 | MERV 13 | 13 | f
| Active | Non-inventory Part | F7-08BAG242422 | EFS 24x24x22, F7/MERV 13, 8 Pocket Bag Filter with Aluminum Frame | Tax | Sales | Cost of Goods Sold |  | 0 | EFS 24x24x22, F7/MERV 13, 8 Pocket Bag Filter with Aluminum Frame |  | 15 | Wetzel Technologies Co., Ltd | [5 empty] | 24x24x22 | 24 | 24 | 22 | MERV 13 | 13 | f
| Not-active | Non-inventory Part | F7V4-1224-W | MERV 13 4V-Bank Filter (12x24x12) No gasket | Tax | Sales | Cost of Goods Sold |  | 0 | MERV 13 4V-Bank Filter (12x24x12) No gasket |  | 32.4 | Wetzel Technologies Co., Ltd |  | 89.14 |  | F7V4-1224-W |  | 12x24x12 | 12 | 24 | 12 | MERV 13 | 13
| Active | Non-inventory Part | F8-Bag Filter | 24x24x???, F8 (95%), ** Pocket, Synthetic Bag Filter with Extruded Aluminum Frame | Tax | Sales | Cost of Goods Sold |  | 0 | F8 (95%) Synthetic Bag Filter (24x24x???) with Extruded Aluminum Frame |  | 0 | AFC Manufacturing |  | 0 | [7 empty] | 95% | 16 | f
| Not-active | Non-inventory Part | F8V4GL |  | Tax | Sales | Cost of Goods Sold |  | 0 |  |  | 0 | Wetzel Technologies Co., Ltd |  | 0
| Active | Non-inventory Part | FA-191234 | 22" L GT Cansiter Blended M11 | Tax | Sales | Cost of Goods Sold |  | 0 | 22" L GT Cansiter Blended M11 |  | 44.67 | Fleetlife, Inc. |  | 109.16 | [9 empty] | f
| Active | Non-inventory Part | FA-191236 | 26" L GT Cansiter Blended M11 | Tax | Sales | Cost of Goods Sold |  | 0 | 26" L GT Cansiter Blended M11 |  | 46.49 | Fleetlife, Inc. |  | 119.52 | [9 empty] | f
| Active | Non-inventory Part | FA-644-2A | Facet 44" Length 2 Micron FA Series Microfilter EI 1590 Qualified | Tax | Sales | Cost of Goods Sold |  | 0 | Facet 44" Length 2 Micron FA Series Microfilter EI 1590 Qualified |  | 222.76 | Precision Filter Products, LLC |  | 279.03 |  | FA-644-2A | [7 empty] | f
| Active | Non-inventory Part | FA-6555-20205 | FA-6555 20x20x5 Mini Pleated | Tax | Sales | Cost of Goods Sold |  | 0 | FA-6555 20x20x5 Mini Pleated |  | 57.68 | Fleetlife, Inc. |  | 59.02 |  | FA-6555-20205 |  | 20x20x5 | 20 | 20 | 5 |  |  | f
| Active | Non-inventory Part | FA-71007-P-10 | Fleetlife Poly Felt w3/2 Layers of Screen Wire 10" H x 18.125" OD x 14.6" ID | Tax | Sales | Cost of Goods Sold |  | 0 | Fleetlife Poly Felt w3/2 Layers of Screen Wire 10" H x 18.125" OD x 14.6" ID |  | 204.48 | Fleetlife, Inc. |  | 408.96 |  | FA-644-2A | [7 empty] | a
| Active | Non-inventory Part | FA 190856 | Composite Filter for LM6000 Canister Filter w/Inner Wrap, MERV 11 80/20 | Tax | Sales | Cost of Goods Sold |  | 0 | Composite Filter for LM6000 Canister Filter w/Inner Wrap, MERV 11 80/20 |  | 89.67 | Fleetlife, Inc. |  |  |  | FA 190856 | [5 empty] | MERV 11 | 11 | f
| Active | Non-inventory Part | FA 191234-SSW | 12.75" x 8.38" x 22" Cylindrical Cartridge - 189 ft� | Tax | Sales | Cost of Goods Sold |  | 0 | 12.75" x 8.38" x 22" Cylindrical Cartridge - 189 ft�.. |  | 90.13 | Fleetlife, Inc. |  | 0 |  | FA 191234-SSW |  | 12.75" x 8.38" x 22" | 12.75 | 8.38 | 22 |  |  | f
| Active | Non-inventory Part | FA 191549 |  | Tax | Sales | Cost of Goods Sold |  | 0 |  |  |  | Fleetlife, Inc. |  | 51.8 |  | FA 191549 | [7 empty] | a
| Active | Non-inventory Part | FA 520444 |  | Tax | Sales | Cost of Goods Sold |  | 0 |  |  |  | Fleetlife, Inc. |  | 76.76 |  | FA 520444 | [7 empty] | a
| Active | Non-inventory Part | FA 72518 | FA 72518 Dust Collector Cartridge ..12.75x34 Open/Closed | Tax | Sales | Cost of Goods Sold |  | 0 | FA 72518 Dust Collector Cartridge ..12.75x34 Open/Closed |  | 58.4 | Fleetlife, Inc. |  | 113.59 |  | FA 72518 |  | 12.75x34 | 12.75 | 34 |  |  |  | a
| Active | Non-inventory Part | FA190856-S-SS | LM6000 Composite w. SS Expanded Cage | Tax | Sales | Cost of Goods Sold |  | 0 | LM6000 Composite w. SS Expanded Cage |  | 128.67 | Fleetlife, Inc. |  | 183.81 |  | FA 190856-S-SS | [7 empty] | a
| Active | Non-inventory Part | FB-107036048 | Rigid Pad w/Sporax 36x48x� (20/box) | Tax | Sales | Cost of Goods Sold |  | 0 | Rigid Pad w/Sporax 36x48x� (20/box) |  | 9.18 | Fiber Bond Corporation |  | 10.95 |  | FB-107036048 | [7 empty] | a
| Active | Non-inventory Part | FB-811 | HILCO Gasket | Tax | Sales | Cost of Goods Sold |  | 0 | HILCO Gasket |  | 12.92 | Hilliard Corporation |  | 24.5 |  | FB-811 | [7 empty] | a
| Active | Non-inventory Part | FB-875 | HILCO Gasket | Tax | Sales | Cost of Goods Sold |  | 0 | HILCO Gasket |  | 17 | Hilliard Corporation |  | 14 |  | FB-875 | [7 empty] | a
| Active | Non-inventory Part | FC-5900-12 | HILCO Filter Element - Pleated Metal, Monel Screen Backed by 24 Gauge Perforated Steel | Tax | Sales | Cost of Goods Sold |  | 0 | HILCO Filter Element - Pleated Metal, Monel Screen Backed by 24 Gauge Perforated Steel |  | 0 | Hilliard Corporation |  | 2077 | [9 empty] | a
| Not-active | Non-inventory Part | FC-80055.352424 | 24" x 24" 3.5" High Capacity Pleat | Tax | Sales | Cost of Goods Sold |  | 0 | 24" x 24" 3.5" High Capacity Pleat |  | 6 | AAF/Flanders Corporation |  | 9.52 |  |  |  | 24" x 24" | 24 | 24
| Not-active | Non-inventory Part | FC-80255.04599 | 80255.032424.. 24" x 24" 3.5" High Capacity Pleat- NO LABELS ON BEVERAGE BOARD OR FILTERS | Tax | Sales | Cost of Goods Sold |  | 0 | 80255.032424.. 24" x 24" 3.5" High Capacity Pleat- NO LABELS ON BEVERAGE BOARD OR FILTERS |  | 18.73 | AAF/Flanders Corporation |  | 15.7 |  | FC-80255.04599 |  | 24" x 24" | 24 | 24
| Active | Non-inventory Part | FCC-N | Washer for Canister (withlip) | Tax | Sales | Cost of Goods Sold |  | 0 | Washer for Canister (withlip) |  | 0.4597 | Wetzel Technologies Co., Ltd |  | 1.3 |  | FCC-N | [7 empty] | a
| Active | Non-inventory Part | FF | Filter Frame | Tax | Sales | Cost of Goods Sold |  | 0 | Filter Frame |  | 48 |  |  | 0 | [9 empty] | a
| Active | Non-inventory Part | FGP-CARB |  | Tax | Sales | Cost of Goods Sold |  | 0 |  |  | 0 | Wetzel Technologies Co., Ltd |  | 0 | [9 empty] | f
| Active | Non-inventory Part | FHT-F8-18362W | FHT-F8-18362W | Tax | Sales | Cost of Goods Sold |  | 0 | FHT-F8-18362W |  | 0 | Wetzel Technologies Co., Ltd |  | 0 | [9 empty] | f
| Active | Non-inventory Part | FHT-F8-457915 | FHT-F8- | Tax | Sales | Cost of Goods Sold |  | 0 | FHT-F8- |  | 0 | Wetzel Technologies Co., Ltd |  | 0 | [9 empty] | f
| Active | Non-inventory Part | FHT-F8-592592 | FHT-F8- | Tax | Sales | Cost of Goods Sold |  | 0 | FHT-F8- |  | 0 | Wetzel Technologies Co., Ltd |  | 0 | [9 empty] | f
| Active | Non-inventory Part | FHT-F8-610610 | FHT-F8- | Tax | Sales | Cost of Goods Sold |  | 0 | FHT-F8- |  | 0 | Wetzel Technologies Co., Ltd |  | 0 | [9 empty] | f
| Active | Non-inventory Part | FI-644-20P | FI-644-20P..Pleated Cellulose Filter Cartridge, 20 Micron, 6" x 44" L, DOE, with Tin Plated..Outer Shell | Tax | Sales | Cost of Goods Sold |  | 0 | FI-644-20P..Pleated Cellulose Filter Cartridge, 20 Micron, 6" x 44" L, DOE, with Tin Plated..Outer Shell |  | 62.72 | Precision Filter Products, LLC |  | 78.96 |  | FI-644-20P |  | 6" x 44" | 6 | 44 |  |  |  | f
| Active | Non-inventory Part | Filter Element |  | Tax | Sales | Cost of Goods Sold |  | 0 |  |  | 0 |  |  | 0 | [9 empty] | a
| Active | Non-inventory Part | FILTER MAT |  | Tax | Sales | Cost of Goods Sold |  | 0 |  |  | 0 | AFC Manufacturing |  | 0 |  | FILTER MAT | [7 empty] | a
| Active | Non-inventory Part | Filter Testing |  | Tax | Sales | Cost of Goods Sold |  | 0 |  |  | 600 | Blue Heaven Technologies |  | 0 | [9 empty] | s
| Active | Non-inventory Part | FL-190856-LM6000 | Composite filter for LM6000 with pre-filter inner wrap..(Donaldson P19-0856 equivalent) | Tax | Sales | Cost of Goods Sold |  | 0 | FA 190856; composite filter for LM6000L, 80/20 blend with pre-filter inner-wrap (Donaldson P19-0856 Equivalent) |  | 63.27 | Fleetlife, Inc. |  | 105.65 |  | FL-190856-LM6000 | [7 empty] | f
| Active | Non-inventory Part | FL-FA15696 | 34" Canister Syn Blend, Cellulose/Polyester M11..(AAF 1569656-001 equivalent) | Tax | Sales | Cost of Goods Sold |  | 0 | 34" Canister Syn Blend, Cellulose/Polyester M11..(AAF equivalent 1569656-001) |  | 78.31 | Fleetlife, Inc. |  | 157 |  | FA15696-1 | [7 empty] | f
| Active | Non-inventory Part | FL-FA16455-O | 22" Canister Syn Blend, Cellulose/Polyester M11..(AAF 1645571-001 equivalent) | Tax | Sales | Cost of Goods Sold |  | 0 | 22" Canister Syn Blend, Cellulose/Polyester M11..(AAF equivalent 1645571-001) |  | 64.39 | Fleetlife, Inc. |  | 129 |  | FA16455-0 | [7 empty] | f
| Active | Non-inventory Part | FL-FA190808-UFR | FA 190818-UFR Downdraft Bench, Flame Retardant, Open/Open M15, 26" x 13.8 OD | Tax | Sales | Cost of Goods Sold |  | 0 | FA 190818-UFR M15, 26" x 13.8 OD |  | 84.46 | Fleetlife, Inc. |  | 168.92 |  | FA 190818-UFR |  | 26" x 13.8 | 26 | 13.8 |  |  |  | f
| Active | Non-inventory Part | FL-FA190856 | FA 190856 Standard Galv. Composite Filter 90/10 Blend | Tax | Sales | Cost of Goods Sold |  | 0 | FA 190856 Standard Galv. Composite Filter 90/10 Blend |  | 73.61 | Fleetlife, Inc. |  | 113.25 | [9 empty] | f
| Active | Non-inventory Part | FL-FA190856-LM6000 | Composite filter for LM6000L, 80/20 blend with pre-filter inner-wrap | Tax | Sales | Cost of Goods Sold |  | 0 | FA 190856; composite filter for LM6000L, 80/20 blend with pre-filter inner-wrap |  | 95.07 | Fleetlife, Inc. |  | 100.2 |  | FL-FA190856-LM6000 | [7 empty] | f
| Active | Non-inventory Part | FL-FA190856-SC | FA 190856-SC Composite Filter; SS Core, Galv. Body and Caps | Tax | Sales | Cost of Goods Sold |  | 0 | FA 190856-SC Composite Filter; SS Core, Galv. Body and Caps |  | 94.5 | Fleetlife, Inc. |  | 145.38 | [9 empty] | f
| Active | Non-inventory Part | FL-FA191033 | 26" Canister/Barrier Filter ..(Donaldson P191033 equivalent) | Tax | Sales | Cost of Goods Sold |  | 0 | 26" Canister/Barrier Filter ..(Donaldson P191033 equivalent) |  | 0 | Fleetlife, Inc. |  | 0 |  | FL-FA191033 | [7 empty] | f
| Active | Non-inventory Part | FL-FA191107 | 26" Canister 80/20 Blend, Cellulose/Polyester Blend ..(Donaldson P191107 equivalent) | Tax | Sales | Cost of Goods Sold |  | 0 | 26" Canister 80/20 Blend, Cellulose/Polyester Blend ..(Donaldson P191107 equivalent) |  | 0 | Fleetlife, Inc. |  | 0 |  | FL-FA191107 | [7 empty] | f
| Active | Non-inventory Part | FL-FA191236-8020 | 26" Cylindrical Filter (for GDX pair)..80/20 Blended Media ..(For Donaldson GDS-AD50885-01) | Tax | Sales | Cost of Goods Sold |  | 0 | 26" Cylindrical Filter (for GDX pair)..80/20 Blended Media ..(For Donaldson GDS-AD50885-01) |  | 49.73 | Fleetlife, Inc. |  | 71.04 | [9 empty] | f
| Active | Non-inventory Part | FL-FA191238-8020 | 26" Conical Filter (for GDX pair)..80/20 Blend Media..(For Donaldson GDS-AD50885-01) | Tax | Sales | Cost of Goods Sold |  | 0 | 26" Conical Filter (for GDX pair)..80/20 Blend Media..(For Donaldson GDS-AD50885-01) |  | 59.09 | Fleetlife, Inc. |  | 84.41 | [9 empty] | f
| Active | Non-inventory Part | FLK-A060095-PF | A060095-PF ..Spencer Turbine Filter P/N ELE90044 | Tax | Sales | Cost of Goods Sold |  | 0 | A060095-PF ..Spencer Turbine Filter P/N ELE90044 |  | 26.32 | Fluitek Corporation. (PAID BY CC) |  | 114.99 |  | A060095-PF | [7 empty] | f
| Active | Non-inventory Part | FLK-C 050360-03x | C050360-03x Natural Gas Filter ..5.5" OD x 4.3" ID x 36.4"L .. | Tax | Sales | Cost of Goods Sold |  | 0 | C050360-03x Natural Gas Filter ..5.5" OD x 4.3" ID x 36.4"L .. |  | 246.24 | Hilliard Corporation |  | 304.68 |  | C 050360-03x | [7 empty] | f
| Active | Non-inventory Part | FLK-D045240-20G | D045240-20G | Tax | Sales | Cost of Goods Sold |  | 0 | D045240-20G Peco Facet |  | 40.07 | Fluitek Corporation. (PAID BY CC) |  | 57.54 |  | FLK-045240-20G | [7 empty] | f
| Active | Non-inventory Part | FLK02-10408 | AKA HCC8FMS8Z Filter Element | Tax | Sales | Cost of Goods Sold |  | 0 | FLK02-10408 |  | 467.6 | Fluitek Corporation. (PAID BY CC) |  | 477.67 |  | FLK02-10408 | [7 empty] | f
| Active | Non-inventory Part | FLK02-18514 | Fluitek FLK02-18514..Replacement for Schroeder KZX3V..Combustion Turbine Hydraulic Element | Tax | Sales | Cost of Goods Sold |  | 0 | Fluitek FLK02-18514..Replacement for Schroeder KZX3V..Combustion Turbine Hydraulic Element |  | 90.85 | Fluitek Corporation. (PAID BY CC) |  | 133.62 | [9 empty] | f
| Active | Non-inventory Part | FLK02-18915 | ACB244F244OY1 Filter Element | Tax | Sales | Cost of Goods Sold |  | 0 | ACB244F244OY1 Filter Element |  | 281.77 | Fluitek Corporation. (PAID BY CC) |  | 18.8 |  | FLK02-18915 | [7 empty] | f
| Active | Non-inventory Part | FLK14-01744 | MFK-032-39 FRANKIE FILTER | Tax | Sales | Cost of Goods Sold |  | 0 | FLK14-01744..Equivalent to: MFK-032-39 |  | 18.47 | Fluitek Corporation. (PAID BY CC) |  | 49 | [9 empty] | f
| Active | Non-inventory Part | FLK16-02025 | Gas Filter Element..(Direct drop-in replacement for Pall CC3LG02H13) | Tax | Sales | Cost of Goods Sold |  | 0 | Gas Filter Element..(Direct drop-in replacement for Pall CC3LG02H13).... |  | 159.37 | Fluitek Corporation. (PAID BY CC) |  | 245.18 |  | FLK16-02025 | [7 empty] | f
| Active | Non-inventory Part | FM200 | Cut Media | Tax | Sales | Cost of Goods Sold |  | 0 | Cut Media |  | 0 | AFC Manufacturing |  | 5.8 |  | FM200 | [7 empty] | m
| Active | Non-inventory Part | FP 100 | Fiberbond Blue / White tack 60"W x 90' x 1" | Tax | Sales | Cost of Goods Sold |  | 0 | Fiberbond Blue / White tack 60"W x 90' x 1" |  |  | Fiber Bond Corporation |  |  |  | FP 100 | [7 empty] | m
| Active | Non-inventory Part | FP 200 | Fiberbond Blue / white tack 92"W x 60' | Tax | Sales | Cost of Goods Sold |  | 0 | Fiberbond Blue / White tack 92"W x 60' |  | 149.44 | Fiber Bond Corporation |  | 281.96 |  | FP 200 | [7 empty] | m
| Active | Non-inventory Part | FP 200 SLIT | FP 200 SLIT | Tax | Sales | Cost of Goods Sold |  | 0 | FP 200 SLIT |  | 146.19 | AFC Manufacturing |  | 0 | [9 empty] | m
| Active | Non-inventory Part | FP 50 Poly Perf | Fiberbond Blue / white tack Perforated | Tax | Sales | Cost of Goods Sold |  | 0 | Fiberbond Blue / White tack 1/2" FP 50 Tack |  |  | Fiber Bond Corporation |  |  |  | FP 50 | [7 empty] | m
| Not-active | Non-inventory Part | FPKTSP | EFS Pocket Separator | Tax | Sales | Cost of Goods Sold |  | 0 | EFS Pocket Separator |  | 0.55 |  |  | 0
| Active | Non-inventory Part | Freight - PP & Add | Freight from factory of origin paid by buyer;..Prepaid & Added (TBD) | Non | Sales |  |  | 0 |  |  | 0 |  |  | 0 |  | Freight - PP & Add | [7 empty] | s
| Active | Non-inventory Part | Freight AFC Truck | Freight Charge | Tax | Sales |  |  | 0 |  |  | 0 |  |  | 0 | [9 empty] | s
| Active | Non-inventory Part | G-02-1-QC-2-001 | Gerber 2500 Static Q-Belt; 74" x..24'; Hole Pattern: Chevron; Hole Size: .024"-.026";..V-guide: No; Glue Kit: No | Non | Cost of Goods Sold:Material |  |  | 0 |  |  | 0 | MISC |  | 3702.72 | [9 empty] | a
| Active | Non-inventory Part | G36T5L/4P-NORM | 39W T5 GERMICIDAL UV TUBE SINGLE ENDED..4-PIN 10,000HR 33.31"L X 0.63"D | Tax | Sales | Cost of Goods Sold |  | 0 | 39W T5 GERMICIDAL UV TUBE SINGLE ENDED..4-PIN 10,000HR 33.31"L X 0.63"D |  | 44.38 | MISC |  |  |  | G36T5L/4P-NORM | [7 empty] | a
| Active | Non-inventory Part | G8 Cube | Poly Shield Cube 20x20x10 | Tax | Sales | Cost of Goods Sold |  | 0 | Poly Shield Cube 20x20x10 |  | 11 | Fiber Bond Corporation |  | 36.55 |  |  |  | 20x20x10 | 20 | 20 | 10 |  | 8 | f
| Active | Non-inventory Part | G8 Cube 1/1 | Poly Shield Cube 24x24x15, 12/box | Tax | Sales | Cost of Goods Sold |  | 0 | Poly Shield Cube 24x24x15, 12/box, Self-Sealing |  | 11.33 | Fiber Bond Corporation |  | 32.37 |  | 301070115 |  | 24x24x15 | 24 | 24 | 15 |  | 8 | f
| Active | Non-inventory Part | G8 Cube 1/2 | Poly Shield Cube 12x24x15, 12/box | Tax | Sales | Cost of Goods Sold |  | 0 | Poly Shield Cube 12x24x15, 12/box, Self-Sealing |  | 9.46 | Fiber Bond Corporation |  | 27.04 |  | 301010115 |  | 12x24x15 | 12 | 24 | 15 |  | 8 | f
| Active | Non-inventory Part | GALV 104 | 20 x 25 x 2 Galv 104 | Tax | Sales | Cost of Goods Sold |  | 0 | 20 x 25 x 2 Galv 104 |  | 35 | Aircon Filter Mfg. Co., Inc. |  | 50.33 |  | GALV 104 |  | 20 x 25 x 2 | 20 | 25 | 2 |  | 8 | f
| Active | Non-inventory Part | GC310-00-CGV | HILCO COALESCER CARTRIDGE | Tax | Sales | Cost of Goods Sold |  | 0 | HILCO COALESCER CARTRIDGE..Packaged: (4) cartridges, per box |  | 217.6 | Hilliard Corporation |  | 315 |  | GC310-00-CGV | [7 empty] | f
| Active | Non-inventory Part | GC312-00-CG | HILCO Filter Element | Tax | Sales | Cost of Goods Sold |  | 0 | HILCO Filter Element |  | 157.76 | Hilliard Corporation |  | 232 |  | GC312-00-CG | [7 empty] | f
| Active | Non-inventory Part | GC312-00-CGHVT | HILCO Gas Coalescer Filter Element | Tax | Sales | Cost of Goods Sold |  | 0 | HILCO Gas Coalescer Filter Element |  | 222.36 | Hilliard Corporation |  | 274.55 | [9 empty] | f
| Active | Non-inventory Part | GC312-00-CGV | HILCO Filter Element | Tax | Sales | Cost of Goods Sold |  | 0 | HILCO Filter Element |  | 161.16 | Hilliard Corporation |  | 190 |  | GC312-00-CGV | [7 empty] | f
| Active | Non-inventory Part | GC414-00-CGV | HILCO COALESCER CARTRIDGE | Tax | Sales | Cost of Goods Sold |  | 0 | HILCO COALESCER CARTRIDGE |  | 175.44 | Hilliard Corporation |  | 223 |  | GC414-00-CGV | [7 empty] | f
| Active | Non-inventory Part | GDS-SPECIAL | Special Glass Double Strut Disposable | Tax | Sales | Cost of Goods Sold |  | 0 | Special Glass Double Strut Disposable |  | 6.89 | Glasfloss Industries |  | 0 |  | GDS-SPECIAL | [6 empty] | 5 | f
| Active | Non-inventory Part | GDS12301 | 12x30x1 Glass Double Strut Disposable | Tax | Sales | Cost of Goods Sold |  | 0 | 12x30x1 Glass Double Strut Disposable |  | 2.74 | Glasfloss Industries |  | 6.33 |  | GDS12301 |  | 12x30x1 | 12 | 30 | 1 |  | 5 | f
| Active | Non-inventory Part | GDS14241 | 14x24x1 Glass Double Strut Disposable | Tax | Sales | Cost of Goods Sold |  | 0 | 14x24x1 Glass Double Strut Disposable |  | 3.13 | Glasfloss Industries |  | 5.78 |  | GDS14241 |  | 14x24x1 | 14 | 24 | 1 |  | 5 | f
| Active | Non-inventory Part | GDS16161 | 16x16x1 Glass Double Strut Disposable | Tax | Sales | Cost of Goods Sold |  | 0 | 16x16x1 Glass Double Strut Disposable |  | 1.61 | Glasfloss Industries |  | 2.62 |  | GDS16161 |  | 16x16x1 | 16 | 16 | 1 |  | 5 | f
| Active | Non-inventory Part | GDS20251 | 20x25x1 Glass Double Strut Disposable | Tax | Sales | Cost of Goods Sold |  | 0 | 20x25x1 Glass Double Strut Disposable |  | 2.01 | Glasfloss Industries |  | 5.5 |  |  |  | 20x25x1 | 20 | 25 | 1 |  | 5 | f
| Active | Non-inventory Part | GDS24242 | 24x24x2 Glass Double Strut Disposable | Tax | Sales | Cost of Goods Sold |  | 0 | 24x24x2 Glass Double Strut Disposable |  | 3.43 | Glasfloss Industries |  | 5.55 |  | GDS24242 |  | 24x24x2 | 24 | 24 | 2 |  | 5 | f
| Active | Non-inventory Part | Glasdek | GX30 72"x12"x12" | Tax | Sales | Cost of Goods Sold |  | 0 | GX30 72"x12"x12" |  | 203.89 | HuTek (Asia) Company Ltd |  | 223.06 |  | Glasdek |  | 72"x12"x12" | 72 | 12 | 12 |  | 5 | f
| Active | Non-inventory Part | GORE BAGS |  | Tax | Sales | Cost of Goods Sold |  | 0 |  |  | 0 | W.L Gore & Associates, Inc |  | 0 | [9 empty] | f
| Active | Non-inventory Part | GTA-SPECIAL |  | Tax | Sales | Cost of Goods Sold |  | 0 |  |  | 2.32 | Glasfloss Industries |  | 0 |  | GTA-SPECIAL | [7 empty] | f
| Active | Non-inventory Part | GTS F9 |  | Tax | Sales | Cost of Goods Sold |  | 0 |  |  | 0 | Freudenberg Filtration Technologies, L.P. |  | 0 | [9 empty] | f
| Active | Non-inventory Part | H9046-Hydraulic Element | Baldwin H9046- Filter, HYD (OEMPC) | Tax | Sales | Cost of Goods Sold |  | 0 | H9046 Hydraulic Element Wire Mesh Supported..BALDWIN WIRE MESH SUPPRT |  | 74.5 | Total Filtration Services |  | 187 |  | H9046 | [7 empty] | f
| Active | Non-inventory Part | HC628-01-CSP | HILCO Filter Element | Tax | Sales | Cost of Goods Sold |  | 0 | HILCO Filter Element |  | 238.68 | Hilliard Corporation |  | 283 |  | HC628-01-CSP | [7 empty] | f
| Active | Non-inventory Part | HC645-01-C | HILCO Demister Filter Cartridge | Tax | Sales | Cost of Goods Sold |  | 0 | HILCO Demister Filter Cartridge |  | 340 | Hilliard Corporation |  | 288.69 |  | HC645-01-C | [7 empty] | f
| Active | Non-inventory Part | HC8300FAT30ZYGE | HILCO Filter Cartridge - Disposable, Spars for Accessory Module Use in Lube Oil Filter Cartridge | Tax | Sales | Cost of Goods Sold |  | 0 | HILCO Filter Cartridge - Disposable, Spars for Accessory Module Use in Lube Oil Filter Cartridge |  | 0 | Hilliard Corporation |  | 532 | [9 empty] | f
| Active | Non-inventory Part | HC8310FRP39Z | PALL HC8310FRP39Z | Tax | Sales | Cost of Goods Sold |  | 0 | PALL HC8310FRP39Z |  | 524.78 | Flodraulic Group, Inc. |  | 807.35 | [9 empty] | f
| Active | Non-inventory Part | HC9021FCS4Z | HC9021FCS4Z Filter element | Tax | Sales | Cost of Goods Sold |  | 0 | HC9021FCS4Z Filter element |  | 182.26 | Flodraulic Group, Inc. |  | 281.32 | [9 empty] | f
| Active | Non-inventory Part | HC9021FCT4Z | HC9021FCT4Z Filter element | Tax | Sales | Cost of Goods Sold |  | 0 | HC9021FCT4Z Filter element |  | 177.05 | Flodraulic Group, Inc. |  | 272.38 | [9 empty] | f
| Active | Non-inventory Part | HC9021FDT4Z | HILCO Filter Element - w/ O-Ring, For Bypass Valve and IGV | Tax | Sales | Cost of Goods Sold |  | 0 | HILCO Filter Element - w/ O-Ring, For Bypass Valve and IGV |  | 0 | Hilliard Corporation |  | 104 | [9 empty] | a
| Active | Non-inventory Part | HC9601FAP8Z | HC9601FAP8Z Filter element | Tax | Sales | Cost of Goods Sold |  | 0 | HC9601FAP8Z Filter element |  | 325.33 | Flodraulic Group, Inc. |  | 500.51 | [9 empty] | f
| Active | Non-inventory Part | HCX |  | Tax | Sales | Cost of Goods Sold |  | 0 |  |  | 0 | D-Mark |  | 0 | [9 empty] | f
| Active | Non-inventory Part | HEPA | P/N 41706HC..24x24x11.5 HC 99.99% | Tax | Sales | Cost of Goods Sold |  | 0 | P/N 41706HC..24x24x11.5 HC 99.99% |  | 730.2 | Commercial Filters Sales |  | 510.9 |  | HEPA |  | .24x24x11.5 | 0.24 | 24 | 11.5 | 99.99% | 17 | f
| Not-active | Non-inventory Part | HEPA-43257 | PART# 43257 19�" X 43�" X 2.88"..MPOEM / SCREEN DOWNSTREAM..CP-32 ALUMINUM FRAME..GEL DOWNSTREAM..519 CFM @ <0.52 / 99.99%..CENTER DIVIDER w/TEST PORT | Tax | Sales | Cost of Goods Sold |  | 0 | PART# 43257 19�" X 43�" X 2.88"..MPOEM / SCREEN DOWNSTREAM..CP-32 ALUMINUM FRAME..GEL DOWNSTREAM..519 CFM @ <0.52 / 99.99%..CENTER DIVIDER w/TEST PORT |  | 375 | AirFlotek |  | 535.72 |  | HEPA-43257 | [5 empty] | 99.99% | 17
| Active | Non-inventory Part | HFX-592/592/292-13GD | 23-3/8"x23-3/8"x11�" (99.99%) High Volume HEPA 592x592x292mm .. Glass Mini Pleated Media..Galv. Frame.. | Tax | Sales | Cost of Goods Sold |  | 0 | 23-3/8"x23-3/8"x11�" (99.99%) High Volume HEPA 592x592x292mm Glass Mini Pleated Media..Galv. Frame.. |  | 152.97 | Mikropor America |  | 272 |  | HFX-592/592/292-13GD |  | 23-3/8"x23-3/8 | 23.375 | 23.375 |  | 99.99% | 17 | f
| Active | Non-inventory Part | HG6439HSBV | Pentair GENESIS Coreless Element | Tax | Sales | Cost of Goods Sold |  | 0 | Pentair GENESIS Coreless Element |  | 399.16 | Precision Filter Products, LLC |  | 570 |  | HG6439HSBV | [7 empty] | a
| Active | Non-inventory Part | HIA-Metal | HIA-Metal | Tax | Sales | Cost of Goods Sold |  | 0 | HIA-Metal |  | 0 | Aircon Filter Mfg. Co., Inc. |  | 0 | [9 empty] | a
| Active | Non-inventory Part | HIAS-Aluminum | Aluminum Screen Air Filter | Tax | Sales | Cost of Goods Sold |  | 0 | Aluminum Screen Air Filter |  | 0 | American Metal Filter Company |  | 0 |  | HIAS | [7 empty] | f
| Active | Non-inventory Part | HILCO | HILCO | Tax | Sales |  |  | 0 |  |  | 0 | Hilliard Corporation |  | 0 | [9 empty] | f
| Active | Non-inventory Part | HL90D-EFS | 72 � x 31.5� x 3.8� EFS Synthetic Media Coalescer | Tax | Sales | Cost of Goods Sold |  | 0 | 72 � x 31.5� x 3.8� EFS Synthetic Media Coalescer |  | 0 | AFC Manufacturing |  | 39.55 |  | HL90D-EFS |  | 31.5� x 3.8� | 72 | 31.5 | 3.8 |  |  | a
| Active | Non-inventory Part | HOUSING |  | Tax | Sales | Cost of Goods Sold |  | 0 |  |  | 0 | Applied Air Filters, Inc |  | 0 | [9 empty] | s
| Active | Non-inventory Part | HP200 |  | Tax | Sales | Cost of Goods Sold |  | 0 |  |  | 0 | Hilliard Corporation |  | 0 | [9 empty] | a
| Active | Non-inventory Part | HP311-12-GE | HP311-12-GE Cartridge | Tax | Sales | Cost of Goods Sold |  | 0 | HP311-12-GE Cartridge |  | 120.36 | Hilliard Corporation |  | 135 |  | HP311-12-GE | [7 empty] | f
| Active | Non-inventory Part | HP4B-530101077 | HP4B PORTABLE FILTER..(HILCO DWG #5301-01-077-C)..- 4GPM Process Flow...- Portable Design...- Viton O-Rings..- 1/3 HP Motor/Pump Set...- Pressure Gauge..- Vent Valve...- 3000SUS Max...- HILCO Moisture/Water Adsorbing Cartridge-See pricing. | Tax | Sales | Cost of Goods Sold |  | 0 | HP4B PORTABLE FILTER..(HILCO DWG #5301-01-077-C)..- 4GPM Process Flow...- Portable Design...- Viton O-Rings..- 1/3 HP Motor/Pump Set...- Pressure Gauge..- Vent Valve...- 3000SUS Max...- HILCO Moisture/Water Adsorbing Cartridge-See pricing. |  | 2225 | Hilliard Corporation |  | 2617.65 |  | HP4B-530101077 | [7 empty] | f
| Active | Non-inventory Part | HPB-101 | HPB-101 Breather | Tax | Sales | Cost of Goods Sold |  | 0 | HPB-101 Breather |  | 86 | Webster Associates |  | 107.5 |  | HPB-101 | [7 empty] | a
| Active | Non-inventory Part | HS611-200-CSP | HILCO Filter Cartridge | Tax | Sales | Cost of Goods Sold |  | 0 | HILCO Filter Cartridge |  | 130.56 | Hilliard Corporation |  | 117 | [9 empty] | f
| Active | Non-inventory Part | HS833-200-C1 | HILCO Filter Element | Tax | Sales | Cost of Goods Sold |  | 0 | HILCO Filter Element |  | 462.4 | Hilliard Corporation |  | 680 |  | HS833-200-C1 | [7 empty] | f
| Active | Non-inventory Part | HT511-00-C | Fullers Earth Filter Cartridge | Tax | Sales | Cost of Goods Sold |  | 0 | Fullers Earth Filter Cartridge |  | 69.36 | Hilliard Corporation |  | 102 |  | HT511-00-C | [7 empty] | f
| Active | Non-inventory Part | HT718-00-03ZXC0 | Filter Element | Tax | Sales | Cost of Goods Sold |  | 0 | Filter Element |  | 98.6 | Hilliard Corporation |  | 131.5 |  | HT718-00-03ZXC0 | [7 empty] | f
| Active | Non-inventory Part | HT718-00-CN | HILCO Hilite Cartridge � Fullers Earth | Tax | Sales | Cost of Goods Sold |  | 0 | HILCO Hilite Cartridge � Fullers Earth |  | 61.2 | Hilliard Corporation |  | 94 |  | HT718-00-CN | [7 empty] | f
| Active | Non-inventory Part | HT718-00-CRN | HILCO Filter Element | Tax | Sales | Cost of Goods Sold |  | 0 | HILCO Filter Element |  | 102 | Hilliard Corporation |  | 75 |  | HT718-00-CRN | [7 empty] | f
| Active | Non-inventory Part | HVP-SPECIAL | Special High Capacity Pleat | Tax | Sales | Cost of Goods Sold |  | 0 | Special High Capacity Pleat |  | 11.38 | Glasfloss Industries |  | 0 |  | HVP-SPECIAL | [7 empty] | f
| Not-active | Non-inventory Part | HVPSP727M2E | HVPSP727M2E/03 ..Special Pleat CTO Model..7.000 x 27.750 x 2.000 Special HV Pleat..Exact Size Using .5-HVP20302-PRD..Special/Special | Tax | Sales | Cost of Goods Sold |  | 0 | HVPSP727M2E/03 ..Special Pleat CTO Model..7.000 x 27.750 x 2.000 Special HV Pleat..Exact Size Using .5-HVP20302-PRD..Special/Special |  | 7.11 | Glasfloss Industries |  | 10.76 |  | HVPSP727M2E |  | 7.000 x 27.750 x 2.000 | 7 | 27.75 | 2
| Active | Non-inventory Part | HVPXM-SPECIAL | HVPXM SPECIAL | Tax | Sales | Cost of Goods Sold |  | 0 | HVPXM SPECIAL |  | 7 | Glasfloss Industries |  | 4.55 |  | HVPXM-SPECIAL | [7 empty] | f
| Active | Non-inventory Part | HYDAC |  | Tax | Sales |  |  | 0 |  |  | 0 | Hilliard Corporation |  | 0 |  | HYDAC | [7 empty] | f
| Active | Non-inventory Part | HZ9021K12RW1 | ASSEMBLY, HOUSING, FOR FILTER ELEMENT KIND. | Tax | Sales | Cost of Goods Sold |  | 0 | ASSEMBLY, HOUSING, FOR FILTER ELEMENT KIND. |  | 559.53 | Flodraulic Group, Inc. |  | 801.23 |  | HZ9021K12RW1 | [7 empty] | f
| Active | Non-inventory Part | Incidental Fund | Incidental Fund | Tax | Sales | Cost of Goods Sold |  | 0 | Incidental Fund |  | 0 | AFC Manufacturing |  | 0 |  | Incidental Fund | [7 empty] | s
| Not-active | Non-inventory Part | INGERSOLL-RAND | Sales | Tax | Sales | Cost of Goods Sold |  | 0 |  |  | 0 |  |  | 0
| Active | Non-inventory Part | Ingersoll Rand | Sales | Tax | Sales |  |  | 0 |  |  | 0 |  |  | 0 | [9 empty] | s
| Active | Non-inventory Part | J10 | J10 Schroeder Filter Element.. | Tax | Sales | Cost of Goods Sold |  | 0 | J10 ..Schroeder Filter Element 10 Micron .. |  | 25.97 | Hydraulic Controls Inc. |  | 33.75 | [9 empty] | f
| Active | Non-inventory Part | JHF 205-PAB-PP | JHF 205-PAB-PP..Jonell LiquiPleat HF Series Filter Cartridge, 5 Micron at 99.98%..efficiency, Polypropylene Media and outer cage, SOE, 6.3" OD x 20.5"..Length.. | Tax | Sales | Cost of Goods Sold |  | 0 | JHF 205-PAB-PP..Jonell LiquiPleat HF Series Filter Cartridge, 5 Micron at 99.98%..efficiency, Polypropylene Media and outer cage, SOE, 6.3" OD x 20.5"..Length.. |  | 222.98 | Precision Filter Products, LLC |  | 297.83 |  | JHF 205-PAB-PP | [5 empty] | 99.98% | 17 | f
| Active | Non-inventory Part | JONELL | Sales | Tax | Sales | Cost of Goods Sold |  | 0 |  |  | 0 |  |  | 0 | [9 empty] | s
| Active | Non-inventory Part | JPMC 2509-03AB-D-S | Jonell LiquiPleat C Series, 2.5" OD x 9.75" Length, Cellulose Media,..Tinned Steel Core, Supports, and End Caps | Tax | Sales | Cost of Goods Sold |  | 0 | Jonell LiquiPleat C Series, 2.5" OD x 9.75" Length, Cellulose Media,..Tinned Steel Core, Supports, and End Caps |  | 46.36 | Precision Filter Products, LLC |  | 114 |  | JPMC 2509-03AB-D-S |  |  | 2.5 | 9.75 |  |  |  | f
| Active | Non-inventory Part | JPMC 2509-30AB-D-SS | JPMC 2509-30AB-D-SS ..Direct Equivalent to: MCS1001EEH13 Pall Epocel Series Industrial Filter Element, EE Grade..Jonell LiquiPleat C Series Filter Cartridge 30 Micron..Rating @ 99% Efficiency, DOE, Cellulose Media w/..Stainless Steel Supports and Core | Tax | Sales | Cost of Goods Sold |  | 0 | JPMC 2509-30AB-D-SS ..Direct Equivalent to: MCS1001EEH13 Pall Epocel Series Industrial Filter Element, EE Grade..Jonell LiquiPleat C Series Filter Cartridge 30 Micron..Rating @ 99% Efficiency, DOE, Cellulose Media w/..Stainless Steel Supports and Core |  | 70.62 | Precision Filter Products, LLC |  | 114 |  | JPMC 2509-30AB-D-SS | [5 empty] | 99% | 17 | f
| Active | Non-inventory Part | JPME 618-25 | JPME 618-25 ..Jonell LiquiPleat E Series Filter Cartridge, 25 Micron @ 98% Efficiency,..DOE Configuration, 6"OD x 18" Length, includes belly band (3� section of..nylon netting to contain the pleats) | Tax | Sales | Cost of Goods Sold |  | 0 | JPME 618-25 ..Jonell LiquiPleat E Series Filter Cartridge, 25 Micron @ 98% Efficiency,..DOE Configuration, 6"OD x 18" Length, includes belly band (3� section of..nylon netting to contain the pleats) |  | 72.19 | Precision Filter Products, LLC |  | 96.78 |  | JPME 618-25 | [5 empty] | 98% | 17 | f
| Not-active | Non-inventory Part | JPMG-336 | Jonell MicroGlass Coalescing Filter..36" Long..0.3 Micron @ 99% Efficiency | Tax | Sales | Cost of Goods Sold |  | 0 | Jonell MicroGlass Coalescing Filter..36" Long..0.3 Micron @ 99% Efficiency |  | 177 |  |  | 196.67 |  | JPMG-336 | [5 empty] | 99% | 17
| Active | Non-inventory Part | JPMG 336-R | Jonell Pleated Microglass Reverse Flow Filter, 36" Length | Tax | Sales | Cost of Goods Sold |  | 0 | Jonell Pleated Microglass Reverse Flow Filter, 36" Length |  | 205.43 | Precision Filter Products, LLC |  | 295.82 |  | JPMG 336-R |  |  | 36 |  |  |  |  | f
| Active | Non-inventory Part | JRF 1122-C | JRF 1122-C Jonell CarboPur R Series Filter, 22" Length | Tax | Sales | Cost of Goods Sold |  | 0 | JRF 1122-C Jonell CarboPur R Series Filter, 22" Length |  | 153.2 | Precision Filter Products, LLC |  | 237.17 |  | JRF 1122-C |  |  | 22 |  |  |  |  | f
| Active | Non-inventory Part | K10 | K10..Schroeder Filter Element | Tax | Sales | Cost of Goods Sold |  | 0 | K10 7628674..Schroeder Filter Element 10 Micron .. |  | 24.75 | Hydraulic Controls Inc. |  | 32.75 | [9 empty] | f
| Active | Non-inventory Part | Kuul Media | Kuul Media | Tax | Sales | Cost of Goods Sold |  | 0 | Kuul Media |  | 63.24 | Portacool |  | 14 |  | Kuul Media | [7 empty] | m
| Active | Non-inventory Part | Kuul Pad 60 | Kuul Control PowerGT w/DuraPro Edge 60x12x12 | Tax | Sales | Cost of Goods Sold |  | 0 | Kuul Control PowerGT w/DuraPro Edge 60x12x12 |  | 52.7 | Portacool |  | 0 |  | Kuul Pad 60 |  | 60x12x12 | 60 | 12 | 12 |  |  | f
| Active | Non-inventory Part | Kuul Pad 72 | Kuul Control PowerGT w/DuraPro Edge 72x12x12 | Tax | Sales | Cost of Goods Sold |  | 0 | Kuul Control PowerGT w/DuraPro Edge 72x12x12 |  | 63.24 | Portacool |  | 0 |  | Kuul Pad 72 |  | 72x12x12 | 72 | 12 | 12 |  |  | f
| Active | Non-inventory Part | LA03372-50 | Airlay3 0.33 OZ x 0.25" x 72.0 x 50.0 Yard | Tax | Sales | Cost of Goods Sold |  | 0 | Airlay3 0.33 OZ x 0.25" x 72.0 x 50.0 Yard |  | 48.481 | American Nonwoven, Inc. / VFT INC. |  | 58.84 |  | LA03372-50 |  | 0.25" x 72.0 x 50.0 | 0.25 | 72 | 50 |  |  | m
| Active | Non-inventory Part | LABOR | Sales LABOR | Non | Labor |  |  | 0 |  |  | 0 |  |  | 0 |  | LABOR | [7 empty] | s
| Active | Non-inventory Part | LABOR-FF | Sales FinalRemoval/ Installation/ Disposal | Non | Labor |  |  | 0 |  |  | 0 |  |  | 6.5 |  | LABOR-FF | [7 empty] | s
| Active | Non-inventory Part | LABOR-INSP | Sales | Non | Labor |  |  | 0 |  |  | 0 |  |  | 1.85 |  | LABOR-INSP | [7 empty] | s
| Active | Non-inventory Part | LABOR-PF | Sales Pre Removal/ Installation/ Disposal | Non | Labor |  |  | 0 |  |  | 0 |  |  | 1.85 |  | LABOR-PF | [7 empty] | s
| Active | Non-inventory Part | LATCH ASSY LM6000 | LATCH ASSEMBLY for Composite Filters LM6000 S.S. 304, 3129502 | Tax | Cost of Goods Sold |  |  | 0 |  |  | 0 | MISC |  | 24 |  | 3129502 | [7 empty] | m
| Active | Non-inventory Part | LD10005072 | 0.5" x 55" x 180' White Media | Tax | Sales | Cost of Goods Sold |  | 0 | V-Deck 1oz 0.5" x 74" x 60 Yards |  | 53.61 | American Nonwoven, Inc. / VFT INC. |  | 76.59 |  | LD10005072 |  | 0.5" x 55" x 180 | 0.5 | 55 | 180 |  |  | m
| Active | Non-inventory Part | LD10005074 | V-Deck 1oz 0.5" x 74" x 60 Yards | Tax | Sales | Cost of Goods Sold |  | 0 | V-Deck 1oz 0.5" x 74" x 60 Yards |  | 53.61 | American Nonwoven, Inc. / VFT INC. |  | 76.59 |  | LD10005074 |  | 0.5" x 74" x 60 | 0.5 | 74 | 60 |  |  | m
| Active | Non-inventory Part | LD12005040-50 | V-Deck 1.20 OZ x 0.50" x 40 x 50 YARD | Tax | Sales | Cost of Goods Sold |  | 0 | V-Deck 1.20 OZ x 0.50" x 40 x 50 YARD |  | 78.62 | American Nonwoven, Inc. / VFT INC. |  | 78.62 |  | LD12005040-50 |  | 0.50" x 40 x 50 | 0.5 | 40 | 50 |  |  | m
| Active | Non-inventory Part | LD12005042-50 | V-Deck 1.20 OZ x 0.50" x 42 x 50 YARD | Tax | Sales | Cost of Goods Sold |  | 0 | V-Deck 1.20 OZ x 0.50" x 42 x 50 YARD |  | 86.49 | American Nonwoven, Inc. / VFT INC. |  | 103.94 |  | LD12005042-50 |  | 0.50" x 42 x 50 | 0.5 | 42 | 50 |  |  | m
| Active | Non-inventory Part | LD12005055 | V-Deck 1.20 OZ x 0.50" x 55" WIDE | Tax | Sales | Cost of Goods Sold |  | 0 | V-Deck 1.20 OZ x 0.50" x 55" WIDE |  | 115.84 | American Nonwoven, Inc. / VFT INC. |  | 0 |  | LD12005055 |  | 0.50" x 55" | 0.5 | 55 |  |  |  | m
| Active | Non-inventory Part | LD12005060 | V-Deck 1.20 OZ x 0.50" x 60" WIDE | Tax | Sales | Cost of Goods Sold |  | 0 | V-Deck 1.20 OZ x 0.50" x 60" WIDE |  | 117.93 | American Nonwoven, Inc. / VFT INC. |  | 99.84 |  | LD12005060 |  | 0.50" x 60" | 0.5 | 60 |  |  |  | m
| Active | Non-inventory Part | LD12005064-50 | V-Deck 1.20 OZ x 0.50" x 64 x 50 YARD | Tax | Sales | Cost of Goods Sold |  | 0 | V-Deck 1.20 OZ x 0.50" x 64 x 50 YARD |  | 134.79 | American Nonwoven, Inc. / VFT INC. |  | 159.97 |  | LD12005064-50 |  | 0.50" x 64 x 50 | 0.5 | 64 | 50 |  |  | m
| Active | Non-inventory Part | LD12005070-50 | V-Deck 1.20 OZ x 0.50" x 70 x 50 YARD | Tax | Sales | Cost of Goods Sold |  | 0 | V-Deck 1.20 OZ x 0.50" x 70 x 50 YARD |  | 152.44 | American Nonwoven, Inc. / VFT INC. |  | 185.14 |  | LD12005070-50 |  | 0.50" x 70 x 50 | 0.5 | 70 | 50 |  |  | m
| Active | Non-inventory Part | LD12005074 | V-Deck 1.20 OZ x 0.50" x 74" WIDE | Tax | Sales | Cost of Goods Sold |  | 0 | V-Deck 1.20 OZ x 0.50" x 74" WIDE |  | 155.85 | American Nonwoven, Inc. / VFT INC. |  | 0 |  | LD12005074 |  | 0.50" x 74" | 0.5 | 74 |  |  |  | m
| Active | Non-inventory Part | LD12005074-50 | V-Deck 1.20 OZ x 0.50" x 74 x 50 YARD | Tax | Sales | Cost of Goods Sold |  | 0 | V-Deck 1.20 OZ x 0.50" x 74 x 50 YARD |  | 155.85 | American Nonwoven, Inc. / VFT INC. |  | 185.14 |  | LD12005074-50 |  | 0.50" x 74 x 50 | 0.5 | 74 | 50 |  |  | m
| Active | Non-inventory Part | LH07521 | LowMelt H 0.75 oz x 21.0" x 30.0 Yard | Tax | Sales | Cost of Goods Sold |  | 0 | LowMelt H 0.75 oz x 21.0" x 30.0 Yard |  | 12.52 | American Nonwoven, Inc. / VFT INC. |  | 18.77 |  | LH07521 |  | 21.0" x 30.0 | 21 | 30 |  |  |  | m
| Active | Non-inventory Part | LH07524 | LowMelt H 0.75 oz x 24.0" x 30.0 Yard | Tax | Sales | Cost of Goods Sold |  | 0 | LowMelt H 0.75 oz x 24.0" x 30.0 Yard |  | 15.95 | American Nonwoven, Inc. / VFT INC. |  | 20.54 |  | LH07524 |  | 24.0" x 30.0 | 24 | 30 |  |  |  | m
| Active | Non-inventory Part | LH07525 | LowMelt H 0.75 oz x 25.0" x 30.0 Yard | Tax | Sales | Cost of Goods Sold |  | 0 | LowMelt H 0.75 oz x 25.0" x 30.0 Yard |  | 17.94 | American Nonwoven, Inc. / VFT INC. |  | 21.25 |  | LH07525 |  | 25.0" x 30.0 | 25 | 30 |  |  |  | m
| Active | Non-inventory Part | LH07526 | LowMelt H 0.75 oz x 26.0" x 30.0 Yard | Tax | Sales | Cost of Goods Sold |  | 0 | LowMelt H 0.75 oz x 26.0" x 30.0 Yard |  | 18.65 | American Nonwoven, Inc. / VFT INC. |  | 22.22 |  | LH07526 |  | 26.0" x 30.0 | 26 | 30 |  |  |  | m
| Active | Non-inventory Part | LH07528 | LowMelt H 0.75 oz x 28.0" x 30.0 Yard | Tax | Sales | Cost of Goods Sold |  | 0 | LowMelt H 0.75 oz x 28.0" x 30.0 Yard |  | 20.09 | American Nonwoven, Inc. / VFT INC. |  | 23.91 |  | LH07528 |  | 28.0" x 30.0 | 28 | 30 |  |  |  | m
| Active | Non-inventory Part | LH07530 | LowMelt H 0.75 oz x 30.0" x 30.0 Yard | Tax | Sales | Cost of Goods Sold |  | 0 | LowMelt H 0.75 oz x 30.0" x 30.0 Yard |  | 21.52 | American Nonwoven, Inc. / VFT INC. |  | 25.61 |  | LH07530 |  | 30.0" x 30.0 | 30 | 30 |  |  |  | m
| Active | Non-inventory Part | LH07533 | LowMelt H 0.75 oz x 33.0" x 30.0 Yard | Tax | Sales | Cost of Goods Sold |  | 0 | LowMelt H 0.75 oz x 33.0" x 30.0 Yard |  | 23.089 | American Nonwoven, Inc. / VFT INC. |  | 28.02 |  | LH07533 |  | 33.0" x 30.0 | 33 | 30 |  |  |  | m
| Active | Non-inventory Part | LH07536 | LowMelt H 0.75 oz x 36.0" x 30.0 Yard | Tax | Sales | Cost of Goods Sold |  | 0 | LowMelt H 0.75 oz x 36.0" x 30.0 Yard |  | 25.28 | American Nonwoven, Inc. / VFT INC. |  | 28.02 |  | LH07536 |  | 36.0" x 30.0 | 36 | 30 |  |  |  | m
| Active | Non-inventory Part | LH07537 | LowMelt H 0.75 oz. x 37.0" x 30.0 Yard | Tax | Sales | Cost of Goods Sold |  | 0 | LowMelt H 0.75 oz. x 37.0" x 30.0 Yard |  | 25.89 | American Nonwoven, Inc. / VFT INC. |  | 0 |  | LH07537 |  | 37.0" x 30.0 | 37 | 30 |  |  |  | m
| Active | Non-inventory Part | LH07538 | LowMelt H 0.75 oz x 38.0" x 30.0 Yard | Tax | Sales | Cost of Goods Sold |  | 0 | LowMelt H 0.75 oz x 38.0" x 30.0 Yard |  | 27.6 | American Nonwoven, Inc. / VFT INC. |  | 0 |  | LH07538 |  | 38.0" x 30.0 | 38 | 30 |  |  |  | m
| Active | Non-inventory Part | LH07545 | LowMelt H 0.75 oz x 45.0" x 30.0 Yard | Tax | Sales | Cost of Goods Sold |  | 0 | LowMelt H 0.75 oz x 45.0" x 30.0 Yard |  | 26.89 | American Nonwoven, Inc. / VFT INC. |  | 38.41 |  | LH07545 |  | 45.0" x 30.0 | 45 | 30 |  |  |  | m
| Active | Non-inventory Part | LH07548 | LowMelt H 0.75 OZ X 48.000" X 30.0 Yard | Tax | Sales | Cost of Goods Sold |  | 0 | LowMelt H 0.75 OZ X 48.000" X 30.0 Yard |  | 34.49 | American Nonwoven, Inc. / VFT INC. |  | 0 |  | LH07548 |  | 48.000" X 30.0 | 48 | 30 |  |  |  | m
| Active | Non-inventory Part | LH07556 | LowMelt H 0.75 oz x 56.0" x 30.0 Yard | Tax | Sales | Cost of Goods Sold |  | 0 | LowMelt H 0.75 oz x 56.0" x 30.0 Yard |  | 33.32 | American Nonwoven, Inc. / VFT INC. |  | 47.6 |  | LH07556 |  | 56.0" x 30.0 | 56 | 30 |  |  |  | m
| Active | Non-inventory Part | LH07560 | LowMelt H 0.75 OZ X 60.000" X 30.0 Yard | Tax | Sales | Cost of Goods Sold |  | 0 | LowMelt H 0.75 OZ X 60.000" X 30.0 Yard |  | 39.88 | American Nonwoven, Inc. / VFT INC. |  | 0 |  | LH07560 |  | 60.000" X 30.0 | 60 | 30 |  |  |  | m
| Active | Non-inventory Part | LH07564 | LowMelt H 0.75 OZ X 64.000" X 30.0 Yard | Tax | Sales | Cost of Goods Sold |  | 0 | LowMelt H 0.75 OZ X 64.000" X 30.0 Yard |  | 45.92 | American Nonwoven, Inc. / VFT INC. |  | 0 |  | LH07564 |  | 64.000" X 30.0 | 64 | 30 |  |  |  | m
| Active | Non-inventory Part | LH07572 | LowMelt H 0.75 oz x 72.0" x 30.0 Yard | Tax | Sales | Cost of Goods Sold |  | 0 | LowMelt H 0.75 oz x 72.0" x 30.0 Yard |  | 57.37 | American Nonwoven, Inc. / VFT INC. |  | 62.37 |  | LH07572 |  | 72.0" x 30.0 | 72 | 30 |  |  |  | m
| Active | Non-inventory Part | LH07574 | LowMelt H 0.75 oz x 74.0" x 30.0 Yard | Tax | Sales | Cost of Goods Sold |  | 0 | LowMelt H 0.75 oz x 74.0" x 30.0 Yard |  | 49.19 | American Nonwoven, Inc. / VFT INC. |  | 63.05 |  | LH07574 |  | 74.0" x 30.0 | 74 | 30 |  |  |  | m
| Active | Non-inventory Part | LH07590 | LowMelt H 0.75 oz x 90.0" x 30.0 Yard | Tax | Sales | Cost of Goods Sold |  | 0 | LowMelt H 0.75 oz x 90.0" x 30.0 Yard |  | 59.82 | American Nonwoven, Inc. / VFT INC. |  | 76.59 |  | LH07590 |  | 90.0" x 30.0 | 90 | 30 |  |  |  | m
| Active | Non-inventory Part | LH07590-1288.6 | LH07590 12.88 x 6 Filter Pad | Tax | Sales | Cost of Goods Sold |  | 0 | LH07590 12.88x6 |  | 0.15 | American Nonwoven, Inc. / VFT INC. |  | 1.55 |  | LH07590 |  | 12.88 x 6 | 12.88 | 6 |  |  |  | m
| Active | Non-inventory Part | LH10056-60 | LowMelt H 1.00 oz x 0.50" x 56.0" x 60.0 YARD | Tax | Sales | Cost of Goods Sold |  | 0 | LowMelt H 1.00 oz x 0.50" x 56.0" x 60.0 YARD |  | 88.79 | American Nonwoven, Inc. / VFT INC. |  | 126.84 |  | LH10056-60 |  | 0.50" x 56.0" x 60.0 | 0.5 | 56 | 60 |  |  | m
| Active | Non-inventory Part | LH10072-60 | LowMelt H 1.00 oz x 0.50" x 72.0" x 60.0 YARD | Tax | Sales | Cost of Goods Sold |  | 0 | LowMelt H 1.00 oz x 0.50" x 72.0" x 60.0 YARD |  | 114.16 | American Nonwoven, Inc. / VFT INC. |  | 163.08 |  | LH10072-60 |  | 0.50" x 72.0" x 60.0 | 0.5 | 72 | 60 |  |  | m
| Active | Non-inventory Part | LH75090-Media Cut | 24" x 24" x 2" White Media 90/90 | Tax | Sales | Cost of Goods Sold |  | 0 | 24" x 24" x 2" White Media 90/90 |  | 6.87 | American Nonwoven, Inc. / VFT INC. |  | 0 |  | LH75090-Media Cut |  | 24" x 24" x 2" | 24 | 24 | 2 |  |  | m
| Active | Non-inventory Part | LHD07507548-30 | D Lowmelt 0.75 OZ X 0.75" X 48.000" X 30.0 YARD | Tax | Sales | Cost of Goods Sold |  | 0 | D Lowmelt 0.75 OZ X 0.75" X 48.000" X 30.0 YARD |  | 35.35 | American Nonwoven, Inc. / VFT INC. |  | 0 |  | LHD07507548-30 |  | 0.75" X 48.000" X 30.0 | 0.75 | 48 | 30 |  |  | m
| Active | Non-inventory Part | LM2500 Spares |  | Tax | Cost of Goods Sold |  |  | 0 |  |  | 0 | MISC |  | 0 | [9 empty] | m
| Active | Non-inventory Part | M-MVH-Gel-122412 | 12x24x11.5 Galv 99.999% w/Gel Seal | Tax | Sales | Cost of Goods Sold |  | 0 | MVH-610/610/292-5/6-14GJ..12x24x11.5 Galv 99.999% w/Gel Seal |  | 140.43 | Mikropor America |  | 227.1 |  | M-MVH-Gel-122412 |  | 12x24x11.5 | 12 | 24 | 11.5 | 100.00% | 18 | f
| Active | Non-inventory Part | M-MVH-Gel-242412 | MVH-610/610/292-5/6-13AJNG-32-NT-BIBO..HEPA Gel Seal Extractor Clips..Size 24x24x11.5, 99.99% @ 0.3 micron..Galvanized Frame, 1.0" w.g. @ 2,400 CFM | Tax | Sales | Cost of Goods Sold |  | 0 | MVH-610/610/292-5/6-13AJNG-32-NT-BIBO..HEPA Gel Seal Extractor Clips..Size 24x24x11.5, 99.99% @ 0.3 micron..Galvanized Frame, 1.0" w.g. @ 2,400 CFM |  | 241.69 | Mikropor America |  | 622 |  | MVH-610/610/292-5/6-13AJNG-32-N |  | 24x24x11.5 | 24 | 24 | 11.5 | 99.99% | 17 | f
| Active | Non-inventory Part | M11-SPECIAL | M11-SPECIAL | Tax | Sales | Cost of Goods Sold |  | 0 | M11-SPECIAL |  | 5.75 | Glasfloss Industries |  | 0 |  | M11-SPECIAL | [6 empty] | 11 | f
| Active | Non-inventory Part | M1120254 | 20x25x4 (MERV 11) High Capacity Pleat | Tax | Sales |  |  | 0 |  |  | 0 | Glasfloss Industries |  | 0 |  |  |  | 20x25x4 | 20 | 25 | 4 | MERV 11 | 11 | f
| Active | Non-inventory Part | M13-SPECIAL | SPECIAL MERV 13 Pleated Filter | Tax | Sales | Cost of Goods Sold |  | 0 | SPECIAL MERV 13 Pleated Filter |  | 23.64 | Glasfloss Industries |  | 0 |  | M13-SPECIAL | [5 empty] | MERV 13 | 13 | f
| Active | Non-inventory Part | MAGAH2424B3H35 | 24.0 x 24.0 x 12- MERV 14 MAGNA HT SERIES 500, HEADER STYLE, GASKETING AIR EXIT, FACE GUARDS AIR ENTRY AND EXIT, NOMINAL SIZE | Tax | Sales | Cost of Goods Sold |  | 0 | 24.0 x 24.0 x 12- MERV 14 MAGNA HT SERIES 500, HEADER STYLE, GASKETING AIR EXIT, FACE GUARDS AIR ENTRY AND EXIT, NOMINAL SIZE |  | 193.56 | Glasfloss Industries |  | 0 |  | MAGAH2424B3H35 |  | 24.0 x 24.0 x 12 | 24 | 24 | 12 | MERV 14 | 14 | f
| Active | Non-inventory Part | MAGGD1625A3OX | 16 x 25 x 6 MERV 14 - 900 Series Metal Dbl HDR Nominal Magna Std Cap | Tax | Sales | Cost of Goods Sold |  | 0 | 16.0 x 25.0 x 6.0 MERV 14 - 900 Series Metal Dbl HDR Nominal Magna Std Cap |  | 87.3 | Glasfloss Industries |  | 149.66 |  | MAGGD1625A3OX |  | 16 x 25 x 6 | 16 | 25 | 6 | MERV 14 | 14 | f
| Active | Non-inventory Part | MAGGD2025A3OX | 20 x 25 x 6. MERV 14 - 900 Series Metal Dbl HDR Nominal Magna Std Cap | Tax | Sales | Cost of Goods Sold |  | 0 | 20.0 X 25.0 X 6.0 MERV 14 - 900 Series Metal Dbl HDR Nominal Magna Std Cap |  | 93.19 | Glasfloss Industries |  | 157.81 |  | MAGGD2025A3OX |  | 20 x 25 x 6 | 20 | 25 | 6 | MERV 14 | 14 | f
| Active | Non-inventory Part | MAGNA HEPA |  | Tax | Sales | Cost of Goods Sold |  | 0 |  |  | 272.16 | Glasfloss Industries |  | 0 | [8 empty] | 17 | f
| Active | Non-inventory Part | MAGNA242412ENH | 24x24x12 MERV 14 Heavy-Duty Aluminized Steel, High Temperature Box Filter w/ Aluminized Faceguards Non-Headered | Tax | Sales | Cost of Goods Sold |  | 0 | 24x24x12 MERV 14 Heavy-Duty Aluminized Steel, High Temperature Box Filter w/ Aluminized Faceguards Non-Headered |  | 157.59 | Glasfloss Industries |  | 251.59 |  |  |  | 24x24x12 | 24 | 24 | 12 | MERV 14 | 14 | f
| Active | Non-inventory Part | MAGNAH2412B3H | 12x24x12 MERV 14 Heavy-Duty Aluminized Steel, High Temperature Box Filter w/ Aluminized Faceguards | Tax | Sales | Cost of Goods Sold |  | 0 | 12x24x12 MERV 14 Heavy-Duty Aluminized Steel, High Temperature Box Filter w/ Aluminized Faceguards |  | 108.3 | Glasfloss Industries |  | 175.75 |  |  |  | 12x24x12 | 12 | 24 | 12 | MERV 14 | 14 | f
| Active | Non-inventory Part | MAGNAH2424B3H | 24x24x12 MERV 14 Heavy-Duty Aluminized Steel, High Temperature Box Filter w/ Aluminized Faceguards | Tax | Sales | Cost of Goods Sold |  | 0 | 24x24x12 MERV 14 Heavy-Duty Aluminized Steel, High Temperature Box Filter w/ Aluminized Faceguards |  | 175.75 | Glasfloss Industries |  | 251.59 |  |  |  | 24x24x12 | 24 | 24 | 12 | MERV 14 | 14 | f
| Active | Non-inventory Part | MBE5-40 | MBE5-40; Equivalent to AVS5M40 PARKER | Tax | Sales | Cost of Goods Sold |  | 0 | MBE5-40; Equivalent to AVS5M40 PARKER |  | 9.81 | Fluitek Corporation. (PAID BY CC) |  | 13.72 | [9 empty] | f
| Active | Non-inventory Part | MC-292/592/130-8PKN | 12x24x6 Headered Merv 14 | Tax | Sales | Cost of Goods Sold |  | 0 | 12x24x6 Headered Merv 14 |  | 31.43 | Mikropor America |  | 48.35 |  | MC-292/592/130-8PKN |  | 12x24x6 | 12 | 24 | 6 | Merv 14 | 14 | f
| Active | Non-inventory Part | MC-592/592/130-8PKN | 24x24x6 Headered Merv 14 | Tax | Sales | Cost of Goods Sold |  | 0 | 24x24x6 Headered Merv 14 |  | 54.62 | Mikropor America |  | 84.03 |  | MC-592/592/130-8PKN |  | 24x24x6 | 24 | 24 | 6 | Merv 14 | 14 | f
| Not-active | Non-inventory Part | ME |  | Tax | Sales | Cost of Goods Sold |  | 0 |  |  | 0 | MISC |  | 0
| Active | Non-inventory Part | MEDIA |  | Tax | Sales | Cost of Goods Sold |  | 0 |  |  | 50 | AFC Manufacturing |  | 0
| Active | Non-inventory Part | MF0062323 | MF0062323 Element Lube oil filter ..Equivalent TE55CD1 Element Filter | Tax | Sales | Cost of Goods Sold |  | 0 | MF0062323 Element Lube oil filter ..Equivalent TE55CD1 Element Filter |  | 20.29 | Main Filter |  | 0 |  | MF0062323
| Active | Non-inventory Part | MFK-032-39 | FRANKIE FILTER MFK-032-39 | Tax | Sales | Cost of Goods Sold |  | 0 | FRANKIE FILTER MFK-032-39 |  | 14.85 | Fleetlife, Inc. |  | 40.92 |  | MFK-032-39
| Active | Non-inventory Part | MG Hydro Pre 23233� | PANFIL G4 592x592 (23.3x23.3x3�) | Tax | Sales | Cost of Goods Sold |  | 0 | PANFIL G4 592x592 (23.3x23.3x3�) Plastic Frame Mini Pleat PF4PS18WO-592-592-88 |  | 17 | MGT Air Filters |  | 42.77 |  | PF4PS18WO-592-592-88 |  | 592x592 | 592 | 592
| Active | Non-inventory Part | MIKROPOR |  | Tax | Sales | Cost of Goods Sold |  | 0 |  |  | 0 | Mikropor America |  | 0
| Not-active | Non-inventory Part | MINI Special |  | Tax | Sales | Cost of Goods Sold |  | 0 |  |  | 0 | Glasfloss Industries |  | 0
| Active | Non-inventory Part | MINI24244-EFS | MERV 11 24x24x4 Plastic Frame MINI Pleat | Tax | Sales | Cost of Goods Sold |  | 0 | MERV 11 24x24x4 Plastic Frame MINI Pleat |  | 41.5 | Columbus Industries, Inc. |  | 67.42 |  | MINI24244-EFS |  | 24x24x4 | 24 | 24 | 4 | MERV 11 | 11
| Active | Non-inventory Part | MINI85H-4/04 | VILEDON 20x24x4 MiniPleat 85% Header | Tax | Sales | Cost of Goods Sold |  | 0 | VILEDON 20x24x4 MiniPleat 85% Header |  | 0 | Freudenberg Filtration Technologies, L.P. |  | 134.2 |  |  |  | 20x24x4 | 20 | 24 | 4 | 85% | 13
| Active | Non-inventory Part | MINI95-2/00 | VILEDON 20x20x2 MiniPleat 95% | Tax | Sales | Cost of Goods Sold |  | 0 | VILEDON 20x20x2 MiniPleat 95% |  | 59.5 | Freudenberg Filtration Technologies, L.P. |  | 85.5 |  |  |  | 20x20x2 | 20 | 20 | 2 | 95% | 16
| Active | Non-inventory Part | MINICP-2/44 | Viledon 24x24x2 Carbon Mini CP Filter | Tax | Sales | Cost of Goods Sold |  | 0 | Viledon 24x24x2 Carbon Mini CP Filter |  | 92.5 | Freudenberg Filtration Technologies, L.P. |  | 127.3 |  | MINICP-2/44 |  | 24x24x2 | 24 | 24 | 2
| Active | Non-inventory Part | MISC | MISC | Tax | Sales | Cost of Goods Sold |  | 0 | MISC |  | 4.59 | MISC |  | 0
| Active | Non-inventory Part | MODULE | 99-0018PH-3-04-11-22..#18PH HALF SIZE PLASTIC MODULE FILLED | Tax | Sales | Cost of Goods Sold |  | 0 | 99-0018PH-3-04-11-22..#18PH HALF SIZE PLASTIC MODULE FILLED |  | 138.69 | RSE Incorporated |  | 136.55 |  | MODULE
| Not-active | Non-inventory Part | MRM8-1/1-PF | LM6000 Guard Door Coalescer Prefilter G4 23.3 x 23.3 x 3.75 Plastic Frame Mini Pleat | Tax | Sales | Cost of Goods Sold |  | 0 | LM6000 Guard Door Coalescer Prefilter G4 23.3 x 23.3 x 3.75 Plastic Frame Mini Pleat |  | 27.3 | MGT Air Filters |  | 40.15 |  | MRM8-1/1-PF |  | 23.3 x 23.3 x 3.75 | 23.3 | 23.3 | 3.75
| Not-active | Non-inventory Part | MRM8-1/2-PF | LM6000 Guard Door Coalescer Prefilter G4 11.3 x 23.3 x 3� Plastic Frame Mini Pleat | Tax | Sales | Cost of Goods Sold |  | 0 | LM6000 Guard Door Coalescer Prefilter G4 11.3 x 23.3 x 3� Plastic Frame Mini Pleat |  | 0 | MGT Air Filters |  | 0 |  | MRM8-1/2-PF |  | 11.3 x 23.3 | 11.3 | 23.3
| Not-active | Non-inventory Part | MRM8-GT-LM6 | LM6000 Guard Door Coalescer Prefilter G4 23.3 x 23.3 x 3� Plastic Frame Mini Pleat | Tax | Sales | Cost of Goods Sold |  | 0 | LM6000 Guard Door Coalescer Prefilter G4 23.3 x 23.3 x 3� Plastic Frame Mini Pleat |  | 9.52 | MGT Air Filters |  | 60 |  | MRM8-GT-LM6 |  | 23.3 x 23.3 | 23.3 | 23.3
| Active | Non-inventory Part | MV-F9-03 | F9 M154V Mini Pleat | Tax | Sales | Cost of Goods Sold |  | 0 | MV MiniPleat M15 / F9 4V SAP# 1012038 |  | 66.89 | Mikropor America |  | 134 |  | 1012038
| Active | Non-inventory Part | MV 95 MEDIA Cut | MERV 16 MEDIA Cut to | Tax | Sales | Cost of Goods Sold |  | 0 | MERV 16 MEDIA Cut to |  | 0 | Freudenberg Filtration Technologies, L.P. |  | 0 | [7 empty] | MERV 16 | 16
| Active | Non-inventory Part | MV75 5/6 Non Recess | Viledon 20x24x12 V-Bank Non-Recessed | Tax | Sales | Cost of Goods Sold |  | 0 | 904460 20x24x12 Non-Recessed |  | 96.5 | Freudenberg Filtration Technologies, L.P. |  | 132.86 |  | MV95 5/6 |  | 20x24x12 | 20 | 24 | 12
| Active | Non-inventory Part | MX120 | VILEDON MaxiPleat 24"x24"x12" | Tax | Sales | Cost of Goods Sold |  | 0 | 73076905 VILEDON MaxiPleat 24"x24"x12" |  | 240 | Freudenberg Filtration Technologies, L.P. |  | 362 |  | MX120 |  | 24"x24"x12" | 24 | 24 | 12
| Active | Non-inventory Part | MX95 1/1- DSGP | 24x24x12 High Efficiency Rigid Filter DSG Gaketing | Tax | Sales | Cost of Goods Sold |  | 0 | 24x24x12 High Efficiency Rigid Filter DSG Gaketing |  | 321.2 | Freudenberg Filtration Technologies, L.P. |  | 321.2 |  | MX95 1/1- DSGP |  | 24x24x12 | 24 | 24 | 12
| Active | Non-inventory Part | MX98 1/1 | 73076658 24x24x12 MX98 1/1 | Tax | Sales | Cost of Goods Sold |  | 0 | 73076658 24x24x12 MX98 1/1 |  | 212.5 | Freudenberg Filtration Technologies, L.P. |  | 323.85 |  |  |  | 24x24x12 | 24 | 24 | 12
| Active | Non-inventory Part | MZE-SPECIAL | MZE-SPECIAL | Tax | Sales | Cost of Goods Sold |  | 0 | MZE- SPECIAL |  | 4.74 | M.L. Filters |  | 0 |  | MZE-SPECIAL
| Active | Non-inventory Part | MZP-SPECIAL | MZP-SPECIAL | Tax | Sales | Cost of Goods Sold |  | 0 | MZP- SPECIAL |  | 0 | M.L. Filters |  | 0 |  | MZP-SPECIAL
| Active | Non-inventory Part | N0114B26 | 12.75" x 26" Open-Closed Cylindrical Cartridge Blended Cellulose - MERV 11 - 224 ft2 - 1.18" Bolt Hole | Tax | Sales | Cost of Goods Sold |  | 0 | 12.75" x 26" Open-Closed Cylindrical Cartridge Blended Cellulose - MERV 11 - 224 ft2 - 1.18" Bolt Hole |  | 46.5 | NXTNANO, LLC |  | 67.42 |  | N0114B26 |  | 12.75" x 26" | 12.75 | 26 |  | MERV 11 | 11
| Active | Non-inventory Part | N0121C26 | 17.5" x 26" Open-Open Conical Cartridge Blended Cellulose - MERV 11 - 238 ft2 | Tax | Sales | Cost of Goods Sold |  | 0 | 17.5" x 26" Open-Open Conical Cartridge Blended Cellulose - MERV 11 - 238 ft2 |  | 53.36 | NXTNANO, LLC |  | 76.3 |  | N0121C26 |  | 17.5" x 26" | 17.5 | 26 |  | MERV 11 | 11
| Active | Non-inventory Part | N0211F26 | 18.75" x 14" x 26" Open-Closed Cylindrical Cartridge - 18.75" Round Flange - Inner & Outer Expanded Metal - 17.5" ID Gasket 0.5" x 0.5" - Blended Cellulose w/ Nano - MERV 15 - Duratek Spiderweb XP Equivilent - 222 ft2 .. | Tax | Sales | Cost of Goods Sold |  | 0 | 18.75" x 14" x 26" Open-Closed Cylindrical Cartridge - 18.75" Round Flange - Inner & Outer Expanded Metal - 17.5" ID Gasket 0.5" x 0.5" - Blended Cellulose w/ Nano - MERV 15 - Duratek Spiderweb XP Equivilent - 222 ft2 |  | 74.2 | NXTNANO, LLC |  | 148.4 |  |  |  | 18.75" x 14" x 26" | 18.75 | 14 | 26 | MERV 15 | 15
| Active | Non-inventory Part | N0214B26 | 12.75" x 26" Open-Closed Cylindrical Cartridge Blended Cellulose w/ nano - MERV 15 - 224 ft2 - 1.18 Bolt Hole" | Tax | Sales | Cost of Goods Sold |  | 0 | 12.75" x 26" Open-Closed Cylindrical Cartridge Blended Cellulose w/ nano - MERV 15 - 224 ft2 - 1.18" |  | 60.85 | NXTNANO, LLC |  | 80.78 |  | N0214B26 |  | 12.75" x 26" | 12.75 | 26 |  | MERV 15 | 15
| Active | Non-inventory Part | N0221C26 | 17.5" x 26" Open-Open Conical Cartridge Blended Cellulose w/nano - MERV 15 -238 ft2 | Tax | Sales | Cost of Goods Sold |  | 0 | 17.5" x 26" Open-Open Conical Cartridge Blended Cellulose w/nano - MERV 15 -238 ft2 |  | 62.85 | NXTNANO, LLC |  | 91.78 |  | N0221C26 |  | 17.5" x 26" | 17.5 | 26 |  | MERV 15 | 15
| Active | Non-inventory Part | N0711F26 | 18.75" x 14" x 26" Open-Closed Cylindrical Cartridge - 18.75" Round Flange - Inner & Outer Expanded Metal - 17.5" ID Gasket 0.5" x 0.75" - 100% Wet-Laid Synthetic - MERV 13 - Synthetic Spiderweb Equivilent - 222 ft2 | Tax | Sales | Cost of Goods Sold |  | 0 | 18.75" x 14" x 26" Open-Closed Cylindrical Cartridge - 18.75" Round Flange - Inner & Outer Expanded Metal - 17.5" ID Gasket 0.5" x 0.75" - 100% Wet-Laid Synthetic - MERV 13 - Synthetic Spiderweb Equivilent - 222 ft2 |  | 109.63 | NXTNANO, LLC |  | 152.22 |  | N0711F26 |  | 18.75" x 14" x 26" | 18.75 | 14 | 26 | MERV 13 | 13
| Active | Non-inventory Part | N0714B26 | 12.75"x26" Open-Closed Cylindrical Cartridge 100% Synthetic - MERV 13 | Tax | Sales | Cost of Goods Sold |  | 0 | 12.75"x26" Open-Closed Cylindrical Cartridge 100% Synthetic - MERV 13 -1.18" Bolt Hole |  | 72.39 | NXTNANO, LLC |  | 90.48 |  | N0714B26 |  | 12.75"x26" | 12.75 | 26 |  | MERV 13 | 13
| Active | Non-inventory Part | N0801A22 | 12.75" x 8.38" x 22" Cylindrical Cartridge - 189 ft�..P/N N0801A22 - TFP90 22" | Tax | Sales | Cost of Goods Sold |  | 0 | 12.75" x 8.38" x 22" Open-Open Cylindrical Cartridge - Inner & Outer Expanded Metal - 10.25" ID Gasket 0.5" x 0.5" - 100% Wet-Laid Synthetic w/ Nano - MERV 15 - 189 ft2 |  | 100.51 | NXTNANO, LLC |  | 125.64 |  | N0801A22 |  | 12.75" x 8.38" x 22" | 12.75 | 8.38 | 22
| Active | Non-inventory Part | N0814B26 | 12.75" x 8.38" x 26" Cylindrical Cartridge - 224 ft�..P/N N0814B26 - TFP90 26" | Tax | Sales | Cost of Goods Sold |  | 0 | 12.75" x 8.38" x 26" Open-Closed Cylindrical Cartridge - 1.18" Bolt Hole - Inner & Outer Expanded Metal - 10.25" ID Gasket 0.5" x 0.5" - 100% Wet-Laid Synthetic w/ Nano - MERV 15 - 224 ft2 |  | 103.46 | NXTNANO, LLC |  | 129.32 |  | N0814B26 |  | 12.75" x 8.38" x 26" | 12.75 | 8.38 | 26
| Active | Non-inventory Part | N1418D26 | N1418D26 ..12.75" OD " x 8.38" ID x 26.0" L MERV 16 synthetic Cartridge. 224 ft� | Tax | Sales | Cost of Goods Sold |  | 0 | N1418D26 ..12.75" OD " x 8.38" ID x 26.0" Long, MERV 16 synthetic Filter Cartridge. 14.25" x 16.0" Rectangular Flange. 10.25" ID x 0.5" x 0.5" gasket Uses Inner & Outer Expanded Metal (224 sq.ft media) .. |  | 97.7 | NXTNANO, LLC |  | 139.57 |  | N1418D26 | [5 empty] | MERV 16 | 16
| Active | Non-inventory Part | N1418D39 | N1418D39 ..12.75" OD " x 8.38" ID x 39.0" L, MERV 16 synthetic Cartridge 336 ft� .. | Tax | Sales | Cost of Goods Sold |  | 0 | N1418D39 ..12.75" OD " x 8.38" ID x 39.0" Long, MERV 16 synthetic Filter Cartridge. 14.25" x 16.0" Rectangular Flange. 10.25" ID x 0.5" x 0.5" gasket. Uses Inner & Outer Expanded Metal (336 sq.ft media) .. |  | 137.15 | NXTNANO, LLC |  | 195.93 |  | N1418D39 | [5 empty] | MERV 16 | 16
| Active | Non-inventory Part | N934 |  | Tax | Sales | Cost of Goods Sold |  | 0 |  |  | 0 | NXTNANO, LLC |  | 0
| Active | Non-inventory Part | NGGC-336 PL-01 | PECO Next Generation Gas Coalescer 4.5" OD x 36" L 0.3 Micron Element | Tax | Sales | Cost of Goods Sold |  | 0 | PECO Next Generation Gas Coalescer 4.5" OD x 36" L 0.3 Micron Element |  | 240.72 | Precision Filter Products, LLC |  | 370.34 |  | NGGC-336 PL-01
| Active | Non-inventory Part | Nova Pleat-Special | Nova Pleat Special | Tax | Sales | Cost of Goods Sold |  | 0 | Nova Pleat Special |  | 13.262 | Commercial Filters Sales |  | 0 |  | Nova Pleat-Special
| Active | Non-inventory Part | NXT-3100138 | 18.75" x 14" x 26" Open-Closed Cylindrical Cartridge - 18.75" Round Flange - Inner & Outer Expanded Metal - 17.5" ID Gasket 0.5" x 0.75" - Blended Cellulose W/ Nano Merv 13 | Tax | Sales | Cost of Goods Sold |  | 0 | 18.75" x 14" x 26" Open-Closed Cylindrical Cartridge - 18.75" Round Flange - Inner & Outer Expanded Metal - 17.5" ID Gasket 0.5" x 0.75" - Blended Cellulose W/ Nano Merv 13 |  | 82.34 | NXTNANO, LLC |  | 159.61 |  | 3100138 |  | 18.75" x 14" x 26" | 18.75 | 14 | 26 | Merv 13 | 13
| Active | Non-inventory Part | NXT-GT Canister |  | Tax | Sales | Cost of Goods Sold |  | 0 |  |  | 158.5 | NXTNANO, LLC |  | 0
| Active | Non-inventory Part | NXT-N934 | Composite filter for LM6000L, 80/20 blend | Tax | Sales | Cost of Goods Sold |  | 0 | Composite filter for LM6000L, 80/20 blend |  | 63 | NXTNANO, LLC |  | 90.9
| Active | Non-inventory Part | NXT-VEE-SOCK 1/1 | 4V SOCK 24x24x12 V-Bank Filters ..for NxtNano V Cell | Tax | Sales | Cost of Goods Sold |  | 0 |  |  | 0 | NXTNANO, LLC |  | 14.4 |  | NXT-VEE-SOCK 1/1 |  | 24x24x12 | 24 | 24 | 12
| Active | Non-inventory Part | P-Clips | P- Clips | Tax | Sales |  |  | 0 |  |  | 0 | MISC |  | 0
| Active | Non-inventory Part | P 2605-10B6 | P 2605-10B6..Equivalent PT43410 | Tax | Sales | Cost of Goods Sold |  | 0 | P 2605-10B6 |  | 9.99 | Fluitek Corporation. (PAID BY CC) |  | 20.37
| Active | Non-inventory Part | P12108-058 | P12108-058 Mahle Duplex Pressure Filter, Aluminum Construction, NBR Seals,..63 Bar Max Operating Pressure w/ Differential Pressure indicator | Tax | Sales | Cost of Goods Sold |  | 0 | P12108-058 Mahle Duplex Pressure Filter, Aluminum Construction, NBR Seals,..63 Bar Max Operating Pressure w/ Differential Pressure indicator |  | 1709.99 | Precision Filter Products, LLC |  | 2630.75 |  | P12108-058
| Active | Non-inventory Part | P15/150S Cut Pad | Cut Piece P15/150S | Tax | Sales | Cost of Goods Sold |  | 0 | Cut Piece P15/150S |  | 0 | AFC Manufacturing |  | 0
| Active | Non-inventory Part | P15/150S Roll | P15/150S Viledon Bulk Roll 78.75" x 131'3" x �" | Tax | Sales | Cost of Goods Sold |  | 0 | 908741 Bulk Roll P15/150S 78.75" x 131'3" x �" |  | 823 | Freudenberg Filtration Technologies, L.P. |  | 1285.4922 |  | P15/150S Roll |  | 78.75" x 131 | 78.75 | 131
| Active | Non-inventory Part | P15/350-244196 | 1200 V2-SERIE B Drw# AQP3587IGJ01.. 620x497mm (24.4"x19.6") | Tax | Sales | Cost of Goods Sold |  | 0 | 1200 V2-SERIE B Drw# AQP3587IGJ01.. 620x497mm (24.4"x19.6") |  | 0 | AFC Manufacturing |  | 11.22 |  |  |  | 24.4"x19.6" | 24.4 | 19.6
| Active | Non-inventory Part | P15/350-539242-N | 1600 V2-SERIE B Drw# AQP3607IGJ01.. 1370x615mm w/140x373mm notch.. (53.9"x24.2" w/5�"x14.7" notch) | Tax | Sales | Cost of Goods Sold |  | 0 | 1600 V2-SERIE B Drw# AQP3607IGJ01.. 1370x615mm w/140x373mm notch.. (53.9"x24.2" w/5�"x14.7" notch) |  | 0 | AFC Manufacturing |  | 29.76 |  |  |  | 53.9"x24.2" | 53.9 | 24.2
| Not-active | Non-inventory Part | P15/350S-1330 | 13x30 Air Intake Filter | Tax | Sales | Cost of Goods Sold |  | 0 | 13x30 P15/350S |  | 2 | AFC Manufacturing |  | 6.15 |  |  |  | 13x30 | 13 | 30
| Active | Non-inventory Part | P15/350S Cut Pad | Cut Piece P15/350S | Tax | Sales | Cost of Goods Sold |  | 0 | Cut Piece P15/350S |  | 0 | AFC Manufacturing |  | 0
| Active | Non-inventory Part | P15/350S Roll | P15/350S Viledon Bulk Roll 78.75" x 98'4" x �" | Tax | Sales | Cost of Goods Sold |  | 0 | 908840 Bulk Roll P15/350S 78.75" x 98'4" x �" |  | 605 | Freudenberg Filtration Technologies, L.P. |  | 1165 |  | P15/350S Roll |  | 78.75" x 98 | 78.75 | 98
| Active | Non-inventory Part | P15/500S Cut Pad | Cut Piece P15/500S | Tax | Sales | Cost of Goods Sold |  | 0 | Cut Piece P15/500S |  | 0 | AFC Manufacturing |  | 0
| Active | Non-inventory Part | P15/500S Roll | P15/500S Viledon Bulk Roll 78.75" x 65'7" | Tax | Sales | Cost of Goods Sold |  | 0 | 6908739 Bulk Roll P15/500S 78.75" x 65'7" |  | 634.5 | Freudenberg Filtration Technologies, L.P. |  | 1270 |  | P15/500S Roll 6908739 |  | 78.75" x 65 | 78.75 | 65
| Active | Non-inventory Part | P415-10A | Baldwin Lube Oil Filter Element | Tax | Sales | Cost of Goods Sold |  | 0 | Baldwin Lube Oil Filter Element |  | 38.95 | Precision Filter Products, LLC |  | 52.4 |  | P415-10A
| Active | Non-inventory Part | P524742-22" Cranks | 22" Crank w/washer & gaskets / No Nuts | Tax | Sales | Cost of Goods Sold |  | 0 | 22" Crank w/washer & gaskets / No Nuts |  | 0 | Riverfront Machine |  | 15.2 |  | P524742-22" Cranks
| Active | Non-inventory Part | P90-220-AN-5E | P90-220-AN-5E Parker P90 Series, PEACH Polyester Media, 2.5" OD X 20"..Length, DOE, 5 Micron Rating.. | Tax | Sales | Cost of Goods Sold |  | 0 | P90-220-AN-5E Parker P90 Series, PEACH Polyester Media, 2.5" OD X 20"..Length, DOE, 5 Micron Rating.. |  | 15.48 | Precision Filter Products, LLC |  | 25.3 |  | P90-220-AN-5E
| Active | Non-inventory Part | PA/560 G-10 | Bulk Roll 83"x65' PA/560 G-10 (2x20)M | Tax | Sales | Cost of Goods Sold |  | 0 | PA/560 G-10 Bulk Roll 83"x 65'7" / 2x20M |  | 629 | Freudenberg Filtration Technologies, L.P. |  | 1080 |  | 6903221 |  | 83"x65 | 83 | 65
| Active | Non-inventory Part | PA/560 G-10 Cut Media | Cut Piece PA/560 G-10 | Tax | Sales | Cost of Goods Sold |  | 0 | Cut Piece PA/560 G-10 |  | 0 | AFC Manufacturing |  | 0
| Active | Non-inventory Part | PAR 10 RED MEDIA | 20�" x 31' x 1" RED MVS302 | Tax | Sales | Cost of Goods Sold |  | 0 | 20�" x 31' x 1" RED MVS302 |  | 42.21 | Blocksom & Co. |  | 0 |  | PAR 10 RED MEDIA
| Active | Non-inventory Part | PAR 20 BLUE MEDIA | 26�" x 20' x 2" BLUE | Tax | Sales | Cost of Goods Sold |  | 0 | 26�" x 20' x 2" BLUE |  | 36.24 | Blocksom & Co. |  | 0 |  | PAR 20 BLUE MEDIA
| Active | Non-inventory Part | PAR 20 GREEN Cut Pad | 24"x18'x2" GREEN | Tax | Sales | Cost of Goods Sold |  | 0 | 24"x18'x2" GREEN |  | 23.1 | Blocksom & Co. |  | 39.5 |  | PAR 20 GREEN Cut Pad |  | 24"x18 | 24 | 18
| Active | Non-inventory Part | PAR 20 GREEN MEDIA | 24" x 18' x 2" GREEN | Tax | Sales | Cost of Goods Sold |  | 0 | 24" x 18' x 2" GREEN |  | 29.5365 | Blocksom & Co. |  | 39.5 |  | PAR 20 GREEN MEDIA |  | 24" x 18 | 24 | 18
| Active | Non-inventory Part | PBF-0102-P01O10-020N-NS-V-NNS | PBF-0102-P01O10-020N-NS-V-NNS..Eaton POLYLINE Bag Filter Housing | Tax | Sales | Cost of Goods Sold |  | 0 | PBF-0102-PO10-020N-NS- V-NNS **..ITEM NO: 13617799 Eaton POLYLINE Bag Filter Housing |  | 2997.03 | Motion Industries |  | 3946.25
| Active | Non-inventory Part | PBG12241995 | 12x24x19 MERV 15 (95%) 5 Pocket Fiberglass Bag Filter, Standard Header, No Gasket, No Loops | Tax | Sales | Cost of Goods Sold |  | 0 | 12x24x19 MERV 15 (95%) 5 Pocket Fiberglass Bag Filter, Standard Header, No Gasket, No Loops |  | 28.2 | Glasfloss Industries |  | 47.43 |  |  |  | 12x24x19 | 12 | 24 | 19 | MERV 15 | 15
| Active | Non-inventory Part | PBG2424221810 | 24x24x22 MERV 13 (85%) 10 Pocket Fiberglass Bag Filter, Standard Header | Tax | Sales | Cost of Goods Sold |  | 0 | 24x24x22 MERV 13 (85%) 10 Pocket Fiberglass Bag Filter, Standard Header |  | 40.42 | Glasfloss Industries |  | 58.17 |  |  |  | 24x24x22 | 24 | 24 | 22 | MERV 13 | 13
| Active | Non-inventory Part | PBG24242288 | 24x24x22 MERV 13 (85%) 8 Pocket Fiberglass Bag Filter, Standard Header | Tax | Sales | Cost of Goods Sold |  | 0 | 24x24x22 MERV 13 (85%) 8 Pocket Fiberglass Bag Filter, Standard Header |  | 32.43 | Glasfloss Industries |  | 46.76 |  |  |  | 24x24x22 | 24 | 24 | 22 | MERV 13 | 13
| Active | Non-inventory Part | PBG24242298 | 24x24x22 MERV 15 (95%) 8 Pocket Fiberglass Bag Filter, Standard Header | Tax | Sales | Cost of Goods Sold |  | 0 | 24x24x22 MERV 15 (95%) 8 Pocket Fiberglass Bag Filter, Standard Header |  | 34.38 | Glasfloss Industries |  | 49.54 |  |  |  | 24x24x22 | 24 | 24 | 22 | MERV 15 | 15
| Not-active | Non-inventory Part | PCB-BX | Puracarb Media | Tax | Sales | Cost of Goods Sold |  | 0 | Puracarb Media |  | 0 | MISC |  | 0 |  | PCB-BX
| Active | Non-inventory Part | PCHG-336 | PCHG-336..PECO Conical Helix Gas 4.5" O.D. x 36" L 1 Micron Polyester.. | Tax | Sales | Cost of Goods Sold |  | 0 | PCHG-336..PECO Conical Helix Gas 4.5" O.D. x 36" L 1 Micron Polyester (4 per case) |  | 36.1 | Precision Filter Products, LLC |  | 48.53 |  | PCHG-336
| Active | Non-inventory Part | PCHG-336-10 | PECO Conical Helix Gas Separator 4.5" O.D. x 36" L, 10 Micron,..Polyester PEACH Media | Tax | Sales | Cost of Goods Sold |  | 0 | PECO Conical Helix Gas Separator 4.5" O.D. x 36" L, 10 Micron,..Polyester PEACH Media |  | 38.09 | Precision Filter Products, LLC |  | 49.74 |  | PCHG-336-10
| Active | Non-inventory Part | PD312-12-CG | HILCO Absorbing Filter | Tax | Sales | Cost of Goods Sold |  | 0 | HILCO Absorbing Filter |  | 180.2 | Hilliard Corporation |  | 265 |  | PD312-12-CG
| Active | Non-inventory Part | PD718-03-CN | HILCO Dryer Cartridge | Tax | Sales | Cost of Goods Sold |  | 0 | HILCO Dryer Cartridge |  | 0 | Hilliard Corporation |  | 78 |  | PD718-03-CN
| Active | Non-inventory Part | PD718-12-CN | HILCO Cartridge | Tax | Sales | Cost of Goods Sold |  | 0 | HILCO Cartridge |  | 58.48 | Hilliard Corporation |  | 74.7 |  | PD718-12-CN
| Active | Non-inventory Part | PD718-12-CRN | HILCO Filter Cartridge | Tax | Sales | Cost of Goods Sold |  | 0 | HILCO Filter Cartridge |  | 55.08 | Hilliard Corporation |  | 85.1 |  | PD718-12-CRN
| Active | Non-inventory Part | PE 50 P2S | Polyester SRB 7" dia x 32" Long..CS Ring | Tax | Sales | Cost of Goods Sold |  | 0 | Polyester SRB 7" dia x 32" Long..CS Ring (75 per case) |  | 3.2 | Industrial Filtration, Inc. |  | 16.06 |  | PE 50 P2S
| Active | Non-inventory Part | PE10X29 | PE10X29 ..10u Pleated Polyester Filter L=29" I=1" | Tax | Sales | Cost of Goods Sold |  | 0 | PE10X29 ..10u Pleated Polyester Filter L=29" I=1" |  | 0 | United Filters |  | 15.16 |  | PE10X29
| Not-active | Non-inventory Part | PECO |  | Tax | Sales | Cost of Goods Sold |  | 0 |  |  | 0 | MISC |  | 0
| Active | Non-inventory Part | PELLET MEDIA |  | Tax | Sales | Cost of Goods Sold |  | 0 |  |  | 50 | AFC Manufacturing |  | 0
| Active | Non-inventory Part | PES5P1F Water Filter | PES5P1F-WE 5 Water Filter .. 5 mic.. | Tax | Sales | Cost of Goods Sold |  | 0 | PES5P1F-WE 5 Water Filter .. 5 mic.. |  | 3.98 | Industrial Filtration, Inc. |  | 8 |  | PES5P1F-WE 5
| Active | Non-inventory Part | PF12242N | 12x24x2, Galvanized Frame, Expanded Metal Mesh One Side | Tax | Sales | Cost of Goods Sold |  | 0 | 12 x 24 x 2 Perm-A-Foam Filter |  | 29.79 | Smith Filter |  | 59.18 |  |  |  | 12x24x2 | 12 | 24 | 2
| Active | Non-inventory Part | PF24242N | 24x24x2, Galvanized Frame, Expanded Metal Mesh One Side | Tax | Sales | Cost of Goods Sold |  | 0 | 24 x 24 x 2 Perm-A-Foam Filter |  | 43.19 | Smith Filter |  | 84.55 |  |  |  | 24x24x2 | 24 | 24 | 2
| Active | Non-inventory Part | PFA1120-10-A | HILCO Filter Cartridge | Tax | Sales | Cost of Goods Sold |  | 0 | HILCO Filter Cartridge |  | 81.6 | Hilliard Corporation |  | 105.17 |  | PFA1120-10-A
| Active | Non-inventory Part | PFA1130-10-A | HILCO Filter Cartridge | Tax | Sales | Cost of Goods Sold |  | 0 | HILCO Filter Cartridge |  | 109.48 | Hilliard Corporation |  | 145.97 |  | PFA1130-10-A
| Active | Non-inventory Part | PFAM- Metal Mesh Filters | PFAM- Metal Mesh Filters | Tax | Sales | Cost of Goods Sold |  | 0 | PFAM- Metal Mesh Filters |  | 413.3 | Parker-Hannifin Corporation |  | 590.43
| Active | Non-inventory Part | PH206-12-CGVHT | HILCO Pleated Filter Cartridge | Tax | Sales | Cost of Goods Sold |  | 0 | HILCO Pleated Filter Cartridge |  | 214.88 | Hilliard Corporation |  | 316 |  | PH206-12-CGVHT
| Active | Non-inventory Part | PH310-01-C | HILCO Filter Element | Tax | Sales | Cost of Goods Sold |  | 0 | HILCO Filter Element |  | 40.8 | Hilliard Corporation |  | 41 |  | PH310-01-C
| Active | Non-inventory Part | PH310-10-C | HILCO Filter Element | Tax | Sales | Cost of Goods Sold |  | 0 | HILCO Filter Element |  | 26.52 | Hilliard Corporation |  | 38 |  | PH310-10-C
| Active | Non-inventory Part | PH312-01-CG | PH312-01-CG Hilco Filter Cartridge | Tax | Sales | Cost of Goods Sold |  | 0 | PH312-01-CG Hilco Filter Cartridge |  | 71.4 | Hilliard Corporation |  | 103 |  | PH312-01-CG
| Active | Non-inventory Part | PH312-03-CG | HILCO Filter Element | Tax | Sales | Cost of Goods Sold |  | 0 | HILCO Filter Element |  | 85.68 | Hilliard Corporation |  | 94.99 |  | PH312-03-CG
| Active | Non-inventory Part | PH312-05-CG | HILCO Filter Element | Tax | Sales | Cost of Goods Sold |  | 0 | HILCO Filter Element |  | 0 | Hilliard Corporation |  | 99 |  | PH312-05-CG
| Active | Non-inventory Part | PH312-10-CG | PH312-10-CG Hilco Filter Cartridge | Tax | Sales | Cost of Goods Sold |  | 0 | PH312-10-CG Hilco Filter Cartridge |  | 62.56 | Hilliard Corporation |  | 72 |  | PH312-10-CG
| Active | Non-inventory Part | PH312-11-CG | HILCO 312 PLEATED CARTRIDGE | Tax | Sales | Cost of Goods Sold |  | 0 | HILCO 312 PLEATED CARTRIDGE |  | 87.04 | Hilliard Corporation |  | 110 |  | PH312-11-CG
| Active | Non-inventory Part | PH312-12-CG | Spare Cartridges, Packed 4/case | Tax | Sales | Cost of Goods Sold |  | 0 | Spare Cartridges, Packed 4/case |  | 77.52 | Hilliard Corporation |  | 106
| Active | Non-inventory Part | PH312-12-CGV | HILCO Filter Cartridge | Tax | Sales | Cost of Goods Sold |  | 0 | HILCO Filter Cartridge |  | 162 | Hilliard Corporation |  | 249.25 |  | PH312-12-CGV
| Active | Non-inventory Part | PH414-01-CG | HILCO PLEATED CARTRIDGE..(Included) | Tax | Sales | Cost of Goods Sold |  | 0 | HILCO PLEATED CARTRIDGE.. |  |  | Hilliard Corporation |  |  |  | PH414-01-CG
| Active | Non-inventory Part | PH414-11-CGVSSS | HILCO Filter Element | Tax | Sales | Cost of Goods Sold |  | 0 | HILCO Filter Element |  | 329.8 | Hilliard Corporation |  | 440 |  | PH414-11-CGVSSS
| Active | Non-inventory Part | PH414-12-CG | HILCO Filter Cartridge | Tax | Sales | Cost of Goods Sold |  | 0 | HILCO Filter Cartridge |  | 98.6 | Hilliard Corporation |  | 120.3 |  | PH414-12-CG
| Active | Non-inventory Part | PH414-12-CGV | HILCO Filter Cartridge | Tax | Sales | Cost of Goods Sold |  | 0 | HILCO Filter Cartridge |  | 93.16 | Hilliard Corporation |  | 120.3 |  | PH414-12-CGV
| Active | Non-inventory Part | PH414-12 -CG | HILCO Filter Element | Tax | Sales | Cost of Goods Sold |  | 0 | HILCO Filter Element |  | 84.32 | Hilliard Corporation |  | 109.54 |  | PH414-12 -CG
| Active | Non-inventory Part | PH426-03-CG1V | HILCO Pleated Cartridge | Tax | Sales | Cost of Goods Sold |  | 0 | HILCO Pleated Cartridge |  | 75.48 | Hilliard Corporation |  | 116.12 |  | PH426-03-CG1V
| Active | Non-inventory Part | PH426-12-CG1V | HILCO Pleated Cartridge | Tax | Sales | Cost of Goods Sold |  | 0 | HILCO Pleated Cartridge |  | 102 | Hilliard Corporation |  | 126.58 |  | PH426-12-CG1V
| Active | Non-inventory Part | PH439-05-CG1V | HILCO OEM Filter Element | Tax | Sales | Cost of Goods Sold |  | 0 | HILCO OEM Filter Element |  | 176.12 | Hilliard Corporation |  | 243 |  | PH439-05-CG1V
| Active | Non-inventory Part | PH511-12-C | HILCO HP Filter Element | Tax | Sales | Cost of Goods Sold |  | 0 | HILCO HP Filter Element |  | 74.44 | Hilliard Corporation |  | 56 |  | PH511-12-C
| Active | Non-inventory Part | PH518-01-CGV | HILCO Filter Cartridge | Tax | Sales | Cost of Goods Sold |  | 0 | HILCO Filter Cartridge |  | 0 | Hilliard Corporation |  | 137 |  | PH518-01-CGV
| Active | Non-inventory Part | PH518-03-CG | PH518-03-CG HILCO Filter Element .... | Tax | Sales | Cost of Goods Sold |  | 0 | PH518-03-CG HILCO Filter Element .... |  | 76.84 | Hilliard Corporation |  | 118.22 |  | PH518-03-CG
| Active | Non-inventory Part | PH518-11-CGV | HILCO Filter Cartridge | Tax | Sales | Cost of Goods Sold |  | 0 | HILCO Filter Cartridge |  | 0 | Hilliard Corporation |  | 124 |  | PH518-11-CGV
| Active | Non-inventory Part | PH518-12-CG | HILCO Filter Cartridge | Tax | Sales | Cost of Goods Sold |  | 0 | HILCO Filter Cartridge |  | 129.2 | Hilliard Corporation |  | 128.24 |  | PH518-12-CG
| Active | Non-inventory Part | PH520-01-CG | HILCO Filter Cartridge | Tax | Sales | Cost of Goods Sold |  | 0 | HILCO Filter Cartridge |  | 109.48 | Hilliard Corporation |  | 142.18 |  | PH520-01-CG
| Active | Non-inventory Part | PH520-03-CGVRF | HILCO Filter Cartridge | Tax | Sales | Cost of Goods Sold |  | 0 | HILCO Filter Cartridge |  | 408.68 | Hilliard Corporation |  | 0 |  | PH520-03-CGVRF
| Active | Non-inventory Part | PH530-01-CGV | HILCO Filter Element | Tax | Sales | Cost of Goods Sold |  | 0 | HILCO Filter Element.... |  | 201.96 | Hilliard Corporation |  | 310.74 |  | PH530-01-CGV
| Active | Non-inventory Part | PH530-03-CGV | HILCO Filter Cartridge | Tax | Sales | Cost of Goods Sold |  | 0 | HILCO Filter Cartridge.... |  | 151.64 | Hilliard Corporation |  | 216 |  | PH530-03-CGV
| Active | Non-inventory Part | PH530-03-CGVJ | HILCO ANTI-STATIC CARTRIDGE | Tax | Sales | Cost of Goods Sold |  | 0 | HILCO ANTI-STATIC CARTRIDGE.... |  | 255 | Hilliard Corporation |  | 305.04 |  | PH530-03-CGVJ
| Active | Non-inventory Part | PH718-01-CN | PH718-01-CNVGE HILCO Filter Cartridge | Tax | Sales | Cost of Goods Sold |  | 0 | HILCO Filter Element |  | 89.08 | Hilliard Corporation |  | 115 |  | PH718-01-CN
| Active | Non-inventory Part | PH718-01-CNV | HILCO Filter Element | Tax | Sales | Cost of Goods Sold |  | 0 | HILCO Filter Element |  | 78.2 | Hilliard Corporation |  | 166 |  | PH718-01-CNV
| Active | Non-inventory Part | PH718-01-CNVGE | PH718-01-CNVGE HILCO Filter Cartridge | Tax | Sales | Cost of Goods Sold |  | 0 | HILCO Filter Cartridge |  | 107.44 | Hilliard Corporation |  | 145.35 |  | PH718-01-CNVGE
| Active | Non-inventory Part | PH718-03-CN | HILCO Filter Element | Tax | Sales | Cost of Goods Sold |  | 0 | HILCO Filter Element |  | 84.32 | Hilliard Corporation |  | 112 |  | PH718-03-CN
| Active | Non-inventory Part | PH718-05-CN | HILCO Filter Cartridge | Tax | Sales | Cost of Goods Sold |  | 0 | HILCO Filter Cartridge |  | 76.84 | Hilliard Corporation |  | 98.12 |  | PH718-05-CN
| Active | Non-inventory Part | PH718-05-CNVGE | PH718-05-CNVGE HILCO Filter Cartridge | Tax | Sales | Cost of Goods Sold |  | 0 | PH718-05-CNVGE HILCO Filter Cartridge |  | 113.56 | Hilliard Corporation |  | 234.28 |  | PH718-05-CNVGE
| Active | Non-inventory Part | PH718-10-CN | HILCO Filter Element | Tax | Sales | Cost of Goods Sold |  | 0 | HILCO Filter Element |  | 69.36 | Hilliard Corporation |  | 94 |  | PH718-10-CN
| Active | Non-inventory Part | PH718-11-CN | HILCO Filter Element | Tax | Sales | Cost of Goods Sold |  | 0 | HILCO Filter Element |  | 111.52 | Hilliard Corporation |  | 149 |  | PH718-11-CN
| Active | Non-inventory Part | PH718-11-CNVGE | PH718-11-CNVGE HILCO Filter Cartridge | Tax | Sales | Cost of Goods Sold |  | 0 | HILCO Filter Cartridge |  | 111.52 | Hilliard Corporation |  | 151.25 |  | PH718-11-CNVGE
| Active | Non-inventory Part | PH718-12-CN | PH718-12-CN | Tax | Sales | Cost of Goods Sold |  | 0 | PH718-12-CN |  | 100.64 | Hilliard Corporation |  | 120 |  | PH718-12-CN
| Active | Non-inventory Part | PH718-12-CNJ | HILCO Anti Static Filter Element | Tax | Sales | Cost of Goods Sold |  | 0 | HILCO Anti Static Filter Element |  | 188.36 | Hilliard Corporation |  | 270 |  | PH718-12-CNJ
| Active | Non-inventory Part | PH718-40-CN | HILCO Filter Cartridge | Tax | Sales | Cost of Goods Sold |  | 0 | HILCO Filter Cartridge |  | 61.88 | Hilliard Corporation |  | 91 |  | PH718-40-CN
| Active | Non-inventory Part | PH720-01-CG | HILCO Filter Element | Tax | Sales | Cost of Goods Sold |  | 0 | HILCO Filter Element |  | 125.8 | Hilliard Corporation |  | 185 |  | PH720-01-CG
| Active | Non-inventory Part | PH730-01-CG1VGE | HILCO Filter Element | Tax | Sales | Cost of Goods Sold |  | 0 | HILCO Filter Element |  | 336.6 | Hilliard Corporation |  | 0 |  | PH730-01-CG1VGE
| Active | Non-inventory Part | PH736-05-C | HILCO Filter Element | Tax | Sales | Cost of Goods Sold |  | 0 | HILCO Filter Element |  | 141.44 | Hilliard Corporation |  | 201 |  | PH736-05-C
| Active | Non-inventory Part | PH736-10-CB | HILCO Filter Cartridge | Tax | Sales | Cost of Goods Sold |  | 0 | HILCO Filter Cartridge |  | 0 | Hilliard Corporation |  | 203
| Active | Non-inventory Part | PH739-01-CGV | HILCO 739 PLEATED CARTRIDGE | Tax | Sales | Cost of Goods Sold |  | 0 | HILCO 739 PLEATED CARTRIDGE |  | 196.52 | Hilliard Corporation |  | 284 |  | PH739-01-CGV
| Active | Non-inventory Part | PH739-03-CG | HILCO Filter Cartridge | Tax | Sales | Cost of Goods Sold |  | 0 | HILCO Filter Cartridge |  | 199.92 | Hilliard Corporation |  | 233.1
| Active | Non-inventory Part | PH739-03-CGV | HILCO FILTER ELEMENT | Tax | Sales | Cost of Goods Sold |  | 0 | HILCO FILTER ELEMENT |  | 212.16 | Hilliard Corporation |  | 284 |  | PH739-03-CGV
| Active | Non-inventory Part | PH739-05-CG | HILCO Pleated Industrial Cartridge | Tax | Sales | Cost of Goods Sold |  | 0 | HILCO Pleated Industrial Cartridge |  | 184.28 | Hilliard Corporation |  | 235 |  | PH739-05-CG
| Active | Non-inventory Part | PH739-11-CG | HILCO Filter Element | Tax | Sales | Cost of Goods Sold |  | 0 | HILCO Filter Element |  | 222.36 | Hilliard Corporation |  | 337.2 |  | PH739-11-CG
| Active | Non-inventory Part | PH739-11-CG1VGE | Hilco Filter Cartridge | Tax | Sales | Cost of Goods Sold |  | 0 | Hilco Filter Cartridge |  | 0 | Hilliard Corporation |  | 310
| Active | Non-inventory Part | PH739-12-CG | HILCO Filter Cartridge | Tax | Sales | Cost of Goods Sold |  | 0 | HILCO Filter Cartridge |  | 201.96 | Hilliard Corporation |  | 271 |  | PH739-12-CG
| Active | Non-inventory Part | PH739-12-CGV | HILCO Filter Element | Tax | Sales | Cost of Goods Sold |  | 0 | HILCO Filter Element |  | 253.64 | Hilliard Corporation |  | 310 |  | PH739-12-CGV
| Active | Non-inventory Part | PHX/006157F | V-Cell, ClearCurrent PHX, 23.3x23.3x17.1" (593H x 593W x 435D)mm, DS Gasketed | Tax | Sales | Cost of Goods Sold |  | 0 | Filter, V-Cell, clearcurrent PHX, 593mmH x 593mmW x 435mmD, Seals |  | 170 | Parker Hannifin Corporation - GT |  | 340 |  |  |  | 23.3x23.3x17.1" | 23.3 | 23.3 | 17.1
| Not-active | Non-inventory Part | PKA-BX | Purokal AM Media | Tax | Sales | Cost of Goods Sold |  | 0 | Purokal AM Media |  | 0 | MISC |  | 6.11 |  | PKA-BX
| Not-active | Non-inventory Part | PKL-BX | Purakol Media | Tax | Sales | Cost of Goods Sold |  | 0 | Purakol Media |  | 0 | MISC |  | 4.1 |  | PKL-BX
| Active | Non-inventory Part | PL310-10-C | HILCO Filter Cartridge | Tax | Sales | Cost of Goods Sold |  | 0 | HILCO Filter Cartridge |  | 40.8 | Hilliard Corporation |  | 27
| Active | Non-inventory Part | PL310-12-BC | HILCO Filter Cartridge | Tax | Sales | Cost of Goods Sold |  | 0 | HILCO Filter Cartridge..(4 per cases) |  | 42.16 | Hilliard Corporation |  | 50 |  | PL310-12-BC
| Active | Non-inventory Part | PL310-12-C | HILCO Filter Cartridge | Tax | Sales | Cost of Goods Sold |  | 0 | HILCO Filter Cartridge |  | 39.44 | Hilliard Corporation |  | 58 |  | PL310-12-C
| Active | Non-inventory Part | PL511-05-C | PL511-05-C Cartridge | Tax | Sales | Cost of Goods Sold |  | 0 | PL511-05-C Cartridge |  | 31.28 | Hilliard Corporation |  | 22.5 |  | PL511-05-C
| Active | Non-inventory Part | PL511-10-C | HILCO 511 SAFEGARD CARTRIDGE | Tax | Sales | Cost of Goods Sold |  | 0 | HILCO 511 SAFEGARD CARTRIDGE |  | 34 | Hilliard Corporation |  | 31.38 |  | PL511-10-C
| Active | Non-inventory Part | PL511-12-C | Hilco Hyflow Oil Filter PL511-12-C | Tax | Sales | Cost of Goods Sold |  | 0 | Hilco Hyflow Oil Filter PL511-12-C |  | 49.64 | Hilliard Corporation |  | 42.3 |  | PL511-12-C
| Active | Non-inventory Part | PL518-05-C | HILCO Filter Cartridge | Tax | Sales | Cost of Goods Sold |  | 0 | HILCO Filter Cartridge |  | 59.16 | Hilliard Corporation |  | 41
| Active | Non-inventory Part | PL518-10-C | PL518-10-C Cartridge | Tax | Sales | Cost of Goods Sold |  | 0 | PL518-10-C Cartridge |  | 67.32 | Hilliard Corporation |  | 51.25 |  | PL518-10-C
| Active | Non-inventory Part | PL718-03-CN | HILCO Lube Oil Filter Element..(Direct Replacement for KAYDON A910113) | Tax | Sales | Cost of Goods Sold |  | 0 | HILCO Lube Oil Filter Element |  | 38.08 | Hilliard Corporation |  | 44 |  | PL718-03-CN
| Active | Non-inventory Part | PL718-03-N | HILCO Filter Element | Tax | Sales | Cost of Goods Sold |  | 0 | HILCO Filter Element |  | 33.32 | Hilliard Corporation |  | 55.2 |  | PL718-03-N
| Active | Non-inventory Part | PL718-05-CN | PL718-05-CN Filter Cartridge | Tax | Sales | Cost of Goods Sold |  | 0 | PL718-05-CN Filter Cartridge |  | 30.6 | Hilliard Corporation |  | 31 |  | PL718-05-CN
| Active | Non-inventory Part | PL718-05-GE | HILCO Filter Cartridge | Tax | Sales | Cost of Goods Sold |  | 0 | HILCO Filter Cartridge |  | 30.6 | Hilliard Corporation |  | 46 |  | PL718-05-GE
| Active | Non-inventory Part | PL718-05-N | PL718-05-CN Filter Cartridge | Tax | Sales | Cost of Goods Sold |  | 0 | PL718-05-CN Filter Cartridge |  | 34 | Hilliard Corporation |  | 38 |  | PL718-05-N
| Active | Non-inventory Part | PL718-10-CN | Seal Oil Filter Cartridge..(Direct Replacement for Parker FP718-10 ) | Tax | Sales | Cost of Goods Sold |  | 0 | Seal Oil Filter Cartridge |  | 33.32 | Hilliard Corporation |  | 44 |  | PL718-10-CN
| Active | Non-inventory Part | PL718-12-CN | HILCO Filter Cartridge | Tax | Sales | Cost of Goods Sold |  | 0 | HILCO Filter Cartridge |  | 44.88 | Hilliard Corporation |  | 54.4 |  | PL718-12-CN
| Active | Non-inventory Part | PL736-10-CNB | HILCO Filter Element | Tax | Sales | Cost of Goods Sold |  | 0 | HILCO Filter Element |  | 75.48 | Hilliard Corporation |  | 111 |  | PL736-10-CNB
| Not-active | Non-inventory Part | PO25P2S-H | PO25P2S-H Snap Rings Bags with Handles | Tax | Sales | Cost of Goods Sold |  | 0 | PO25P2S-H Snap Rings Bags with Handles |  | 3.05 | Industrial Filtration, Inc. |  | 5.08 |  | PO25P2S-H
| Active | Non-inventory Part | POG10P2SH | 10u #2 Bag Polypro/Felt Glzd POG10P2SH | Tax | Sales | Cost of Goods Sold |  | 0 | 10u #2 Bag Polypro/Felt Glzd POG10P2SH |  | 3.69 | Industrial Filtration, Inc. |  | 14.25 |  | PO10P2S-H
| Active | Non-inventory Part | POG5P2SH | 5u #2 Bag Polypro/Felt Glzd POG5P2SH | Tax | Sales | Cost of Goods Sold |  | 0 | 5u #2 Bag Polypro/Felt Glzd POG5P2SH.. |  | 3.69 | Industrial Filtration, Inc. |  | 14.25 |  | POG5P2SH
| Active | Non-inventory Part | Poly Panel-Special | Poly Panel Special | Tax | Sales | Cost of Goods Sold |  | 0 | Poly Panel Special |  | 0 | M.L. Filters |  | 0 |  | Poly Panel-Special
| Active | Non-inventory Part | PPSG-010-WS-PD2 Water Filter | PPSG-010-WS-PD2 Water Filter ..aka USA Blue Book P/N 66231 (10 mic).. | Tax | Sales | Cost of Goods Sold |  | 0 | PPSG-010-WS-PD2 Water Filter ..aka USA Blue Book P/N 66231 (10 mic).. |  | 9.6 | Industrial Filtration, Inc. |  | 17.81 |  | PPSG-010-WS-PD2
| Active | Non-inventory Part | PRINTER FILTER |  | Tax | Sales |  |  | 0 |  |  | 0 | MISC |  | 0
| Active | Non-inventory Part | PS 718-104-CNVSS | HILCO Filter Element | Tax | Sales | Cost of Goods Sold |  | 0 | HILCO Filter Element |  | 421.85 | Hilliard Corporation |  | 649 |  | PS 718-104-CNVSS
| Active | Non-inventory Part | PS511-040-CRF | HILCO Filter Element | Tax | Sales | Cost of Goods Sold |  | 0 | HILCO Filter Element |  | 328.44 | Hilliard Corporation |  | 440 |  | PS511-040-CRF
| Active | Non-inventory Part | PS518-025-CG | HILCO Filter Cartridge | Tax | Sales | Cost of Goods Sold |  | 0 | HILCO Filter Cartridge |  | 438.6 | Hilliard Corporation |  | 534 |  | PS518-025-CG
| Active | Non-inventory Part | PS718-040-CNVSS | HILCO Filter Cartridge | Tax | Sales | Cost of Goods Sold |  | 0 | HILCO Filter Cartridge |  | 610.63 | Hilliard Corporation |  | 814.2 |  | PS718-040-CNVSS
| Active | Non-inventory Part | PS718-045-CNVSS | HILCO Filter Cartridge | Tax | Sales | Cost of Goods Sold |  | 0 | HILCO Filter Cartridge |  | 568.5 | Hilliard Corporation |  | 758 |  | PS718-045-CNVSS
| Active | Non-inventory Part | PS718-200-CNVSS | HILCO HP Fuel Filter | Tax | Sales | Cost of Goods Sold |  | 0 | HILCO HP Fuel Filter |  | 352.92 | Hilliard Corporation |  | 483.45 |  | PS718-200-CNVSS
| Active | Non-inventory Part | PS739-010-CG | HILCO Filter Cartridge | Tax | Sales | Cost of Goods Sold |  | 0 | HILCO Filter Cartridge |  | 938.96 | Hilliard Corporation |  | 1447 |  | PS739-010-CG
| Active | Non-inventory Part | PSB/275S Roll | PSB/275S Viledon Bulk Roll | Tax | Sales | Cost of Goods Sold |  | 0 | PSB/275S Viledon Bulk Roll |  | 482.24 | Freudenberg Filtration Technologies, L.P. |  | 1390 |  | PSB/275S Roll
| Active | Non-inventory Part | PSB/290 Cut Pad | PSB/290S Cut Piece | Tax | Sales | Cost of Goods Sold |  | 0 | PSB/290S Cut Piece |  | 0 | AFC Manufacturing |  | 0 |  | PSB/290 Cut Pad
| Active | Non-inventory Part | PSB/290 S Roll | PSB/290S Viledon Bulk Roll 78.75" x 65'6" | Tax | Sales | Cost of Goods Sold |  | 0 | 6908740 Bulk Roll PSB/290S 78.75" x 65'6" |  | 602 | Freudenberg Filtration Technologies, L.P. |  | 698.2 |  | PSB/290 S Roll |  | 78.75" x 65 | 78.75 | 65
| Active | Non-inventory Part | PUPB2424C5AX | 24.0 X 24.0 X 3 99.97% PURACELL PARTICLE BOARD FLUSH BOX, GASKET ON AIR EXIT, NO FACE GUARDS | Tax | Sales | Cost of Goods Sold |  | 0 | 24.0 X 24.0 X 3 99.97% PURACELL PARTICLE BOARD FLUSH BOX, GASKET ON AIR EXIT, NO FACE GUARDS |  | 119.48 | Glasfloss Industries |  | 182.55 |  |  |  | 24.0 X 24.0 X 3 | 24 | 24 | 3 | 99.97% | 17
| Active | Non-inventory Part | PUPFB242441O | 24 X 24 X 4 MERV 11 PURACELL II PLASTIC BOX, NOMINAL SIZE | Tax | Sales | Cost of Goods Sold |  | 0 | 24 X 24 X 4 MERV 11 PURACELL II PLASTIC BOX, NOMINAL SIZE |  | 57 | Glasfloss Industries |  | 83.82 |  | PUPFB242441O |  | 24 X 24 X 4 | 24 | 24 | 4 | MERV 11 | 11
| Active | Non-inventory Part | PUPSLRB122449O | 12x24x4 Puracell Plastic Frames MERV 15 | Tax | Sales | Cost of Goods Sold |  | 0 | 12x24x4 Puracell Plastic Frames MERV 15 |  | 37.7 | Glasfloss Industries |  | 69.5 |  |  |  | 12x24x4 | 12 | 24 | 4 | MERV 15 | 15
| Active | Non-inventory Part | PUPSLRB202049O | 20x20x4 Puracell Plastic Frames MERV 15 | Tax | Sales | Cost of Goods Sold |  | 0 | 20x20x4 Puracell Plastic Frames MERV 15 |  | 40.72 | Glasfloss Industries |  | 72.86 |  | PUPSLRB202049O |  | 20x20x4 | 20 | 20 | 4 | MERV 15 | 15
| Active | Non-inventory Part | PUPSLRB202449O | 20x24x4 Puracell Plastic Frames MERV 15 | Tax | Sales | Cost of Goods Sold |  | 0 | 20x24x4 Puracell Plastic Frames MERV 15 |  | 52.92 | Glasfloss Industries |  | 88.19 |  | PUPSLRB202449O |  | 20x24x4 | 20 | 24 | 4 | MERV 15 | 15
| Active | Non-inventory Part | PUPSLRB202549O | 20x25x4 Puracell Plastic Frames MERV 15- BOX STYLE NO HEADER | Tax | Sales | Cost of Goods Sold |  | 0 | 20x25x4 Puracell Plastic Frames MERV 15- BOX STYLE NO HEADER |  | 53.98 | Glasfloss Industries |  | 96.63 |  |  |  | 20x25x4 | 20 | 25 | 4 | MERV 15 | 15
| Active | Non-inventory Part | PUPSLRB242449O | 24x24x4 Puracell Plastic Frames MERV 15 | Tax | Sales | Cost of Goods Sold |  | 0 | 24x24x4 Puracell Plastic Frames MERV 15 |  | 47.71 | Glasfloss Industries |  | 85.95 |  |  |  | 24x24x4 | 24 | 24 | 4 | MERV 15 | 15
| Active | Non-inventory Part | PUPSLRH122449O | 12x24x4 Puracell Plastic Frames MERV 15- WITH HEADER | Tax | Sales | Cost of Goods Sold |  | 0 | 12x24x4 Puracell Plastic Frames MERV 15- WITH HEADER |  | 39.47 | Glasfloss Industries |  | 0 |  | PUPSLRH122449O |  | 12x24x4 | 12 | 24 | 4 | MERV 15 | 15
| Active | Non-inventory Part | PUPSLRH202549O | 20x25x4 Puracell Plastic Frames MERV 15- WITH HEADER | Tax | Sales | Cost of Goods Sold |  | 0 | 20x25x4 Puracell Plastic Frames MERV 15- WITH HEADER |  | 55.75 | Glasfloss Industries |  | 0 |  | PUPSLRH202549O |  | 20x25x4 | 20 | 25 | 4 | MERV 15 | 15
| Active | Non-inventory Part | PUPSLRH242449O | 24x24x4 Puracell Plastic Frames MERV 15- WITH HEADER | Tax | Sales | Cost of Goods Sold |  | 0 | 24x24x4 Puracell Plastic Frames MERV 15- WITH HEADER |  | 49.5 | Glasfloss Industries |  | 0 |  | PUPSLRH242449O |  | 24x24x4 | 24 | 24 | 4 | MERV 15 | 15
| Active | Non-inventory Part | PURAFILTERS |  | Tax | Sales | Cost of Goods Sold |  | 0 |  |  | 0 | MISC |  | 0
| Active | Non-inventory Part | PURII242446 | 24x24x4 Puracell II Mini Pleat MERV 11, Fiberglass | Tax | Sales | Cost of Goods Sold |  | 0 | 24x24x4 Puracell II Mini Pleat MERV 11, Fiberglass |  | 49.78 | Glasfloss Industries |  | 76.58 |  |  |  | 24x24x4 | 24 | 24 | 4 | MERV 11 | 11
| Active | Non-inventory Part | PUVXH1224B3O | 12x24x12 MERV 14 Puracell VX Header Style | Tax | Sales | Cost of Goods Sold |  | 0 | 12x24x12 MERV 14 Puracell VX Header Style |  | 71.88 | Glasfloss Industries |  | 110.64 |  | PUVXH1224B3O |  | 12x24x12 | 12 | 24 | 12 | MERV 14 | 14
| Active | Non-inventory Part | PUVXH2424B3O | 24x24x12 MERV 14 Puracell VX Header Style | Tax | Sales | Cost of Goods Sold |  | 0 | 24x24x12 MERV 14 Puracell VX Header Style |  | 98.05 | Glasfloss Industries |  | 150.84 |  | PUVXH2424B3O |  | 24x24x12 | 24 | 24 | 12 | MERV 14 | 14
| Not-active | Non-inventory Part | QAD2025154SS | 20x25x15 QUAD 440 Self Sealing | Tax | Sales | Cost of Goods Sold |  | 0 | 20x25x15 QUAD 440 Self Sealing |  | 32.08 | Glasfloss Industries |  | 49.35 |  | QAD2025154SS |  | 20x25x15 | 20 | 25 | 15
| Active | Non-inventory Part | QC-1X375STD | 1" X 375' QUICK CAP STD ROLL | Tax | Sales | Cost of Goods Sold |  | 0 | 1" X 375' QUICK CAP STD ROLL |  | 176.16 | Air Rite Service Supply, Inc |  | 232.3 |  | QC-1X375STD |  | 1" X 375 | 1 | 375
| Active | Non-inventory Part | QC-2X375STD | 2" X 375' QUICK CAP STD ROLL | Tax | Sales | Cost of Goods Sold |  | 0 | 2" X 375' QUICK CAP STD ROLL |  | 223.61 | Air Rite Service Supply, Inc |  | 294.87 |  | QC-2X375STD |  | 2" X 375 | 2 | 375
| Active | Non-inventory Part | QC-4X375STD | 4" X 375' QUICK CAP STD ROLL | Tax | Sales | Cost of Goods Sold |  | 0 | 4" X 375' QUICK CAP STD ROLL |  | 335.58 | Air Rite Service Supply, Inc |  | 479.4 |  | QC-4X375STD |  | 4" X 375 | 4 | 375
| Active | Non-inventory Part | R1- Bulk Roll | 70" x 98.4' R1- Bulk Roll | Tax | Sales | Cost of Goods Sold |  | 0 | 70" x 98.4' R1- Bulk Roll |  | 790 | Freudenberg Filtration Technologies, L.P. |  | 1243 |  |  |  | 70" x 98.4 | 70 | 98.4
| Active | Non-inventory Part | R1/05 | VILEDON 20x25x2 R1 Panel Filter (20/box) | Tax | Sales | Cost of Goods Sold |  | 0 | 904013 20x25x2 R1 Panel Filter (20/box) |  | 8.925 | Freudenberg Filtration Technologies, L.P. |  | 17.25 |  |  |  | 20x25x2 | 20 | 25 | 2
| Active | Non-inventory Part | R1/44 | VILEDON 24x24x2 R1 Panel Filter (20/box) | Tax | Sales | Cost of Goods Sold |  | 0 | 904049 24x24x2 R1 Panel Filter (20/box) |  | 11.175 | Freudenberg Filtration Technologies, L.P. |  | 22.35 |  | 6904049 |  | 24x24x2 | 24 | 24 | 2
| Active | Non-inventory Part | R244P | R2 24X24 PANEL 20/CASE | Tax | Sales | Cost of Goods Sold |  | 0 | 73038749 - R2 24X24 PANEL 20/CASE |  | 6.7 | Freudenberg Filtration Technologies, L.P. |  | 10.31 |  | R244P |  | 24X24 | 24 | 24
| Active | Non-inventory Part | RBGC75A3.75 | RBGC75A3.75 Resin Bonded Filter Cartridge, 75 Micron, 3.75" Length..Replacement for Cuno OFE-U30Q8 | Tax | Sales | Cost of Goods Sold |  | 0 | RBGC75A3.75 Resin Bonded Filter Cartridge, 75 Micron, 3.75" Length..Replacement for Cuno OFE-U30Q8 |  | 8.13 | Precision Filter Products, LLC |  | 14.25 |  | RBGC75A3.75
| Active | Non-inventory Part | RC860MZ097ZSS | Visual Kind Indicator | Tax | Sales | Cost of Goods Sold |  | 0 | Visual Kind Indicator |  | 187.85 | Flodraulic Group, Inc. |  | 243.55 |  | RC860MZ097ZSS
| Active | Non-inventory Part | ROYAL |  | Tax | Cost of Goods Sold |  |  | 0 |  |  | 0 | MISC |  | 0
| Active | Non-inventory Part | RT09B-16G20NN | RT09B-16G20NN Cuno Filter Replacement | Tax | Sales | Cost of Goods Sold |  | 0 | RT09B-16G20NN Cuno Filter Replacement |  | 8.79 | Killer Filter-PPD CREDIT CARD |  | 18.8 |  | RT09B-16G20NN
| Active | Non-inventory Part | S15-2522 | S15 Media 25.5 x 22.75..Equivalent to FILTER, PRE, PAD, SNGF Pre Filter SNGF/000230F | Tax | Sales | Cost of Goods Sold |  | 0 | S15 Media 25.5 x 22.75 |  | 0 | AFC Manufacturing |  | 18.59 |  | S15-2522 |  | 25.5 x 22.75 | 25.5 | 22.75
| Active | Non-inventory Part | S15 Media pads SHW20 |  | Tax | Sales | Cost of Goods Sold |  | 0 |  |  | 0 | SHW FILTER-Guangzhou Sun |  | 0
| Not-active | Non-inventory Part | S15/500 | S15/500 Bulk Roll Media 72" x 67' | Tax | Sales | Cost of Goods Sold |  | 0 | S15/500 Bulk Roll Media 72" x 67' |  | 204.5 | AFC Manufacturing |  | 763.8 |  | S15/500 |  | 72" x 67 | 72 | 67
| Active | Non-inventory Part | SBG-SPECIAL |  | Tax | Sales | Cost of Goods Sold |  | 0 |  |  |  | Glasfloss Industries |  |  |  | SBG-SPECIAL
| Active | Non-inventory Part | SBG12241263 | 12x24x12 3 Pocket Filter 65% Synthetic Special Bag Filter | Tax | Sales | Cost of Goods Sold |  | 0 | 12x24x12 3 Pocket Filter 65% Synthetic Special Bag Filter (10 per box) |  | 16.38 | Glasfloss Industries |  | 25.12 |  | SBG12241263 |  | 12x24x12 | 12 | 24 | 12 | 65% | 11
| Active | Non-inventory Part | SBG12241285 | 12x24x12 3 Pocket Bag Filter 85% Synthetic Special Bag Filter | Tax | Sales | Cost of Goods Sold |  | 0 | 12x24x12 3 Pocket Bag Filter 85% Synthetic Special Bag Filter |  |  | Glasfloss Industries |  |  |  | SBG12241285 |  | 12x24x12 | 12 | 24 | 12 | 85% | 13
| Active | Non-inventory Part | SBG12241294 | ** 12x24x12 4P Bag Filter 95% Synthetic Special Bag Filter | Tax | Sales | Cost of Goods Sold |  | 0 | High Efficiency Synthetic Bag, 12.0 inches X 24.0 inches X 12.0 inches MERV 15 Efficiency 4.0 Pockets, Gasket..None, Loops None, Standard Header 7/8, Nominal Size |  | 21.18 | Glasfloss Industries |  | 36.2 |  | SBG12241294 |  | 12x24x12 | 12 | 24 | 12 | 95% | 16
| Active | Non-inventory Part | SBG12241543 | 12x24x15 3 Pocket Merv 9 Synthetic Bag Filter | Tax | Sales | Cost of Goods Sold |  | 0 | 12x24x15 3 Pocket Merv 9 Synthetic Bag Filter |  | 21.6 | Glasfloss Industries |  | 34.2 |  |  |  | 12x24x15 | 12 | 24 | 15 | Merv 9 | 9
| Active | Non-inventory Part | SBG12241563 | 12x24x15, MERV 11 Depth Loading Synthetic Pocket Filter (3 pocket) | Tax | Sales | Cost of Goods Sold |  | 0 | 12x24x15, MERV 11 Depth Loading Synthetic Pocket Filter (3 pocket) |  | 16.71 | Glasfloss Industries |  | 27.3 |  | SBG12241563 |  | 12x24x15 | 12 | 24 | 15 | MERV 11 | 11
| Active | Non-inventory Part | SBG12241564 | 12x24x15 4 Pocket Merv 11 Synthetic Bag Filter | Tax | Sales | Cost of Goods Sold |  | 0 | 12x24x15 4 Pocket Merv 11 Synthetic Bag Filter |  | 19.65 | Glasfloss Industries |  | 30.53 |  | SBG12241564 |  | 12x24x15 | 12 | 24 | 15 | Merv 11 | 11
| Active | Non-inventory Part | SBG12241566CM | 12x24x15 MERV 11, 6-Pocket Synthetic Bag Filter, No Gasket, Loops None, Cambridge Header, Galv. Steel Frame | Tax | Sales | Cost of Goods Sold |  | 0 | 12x24x15 MERV 11, 6-Pocket Synthetic Bag Filter, No Gasket, Loops None, Cambridge Header, Galv. Steel Frame |  | 23.57 | Glasfloss Industries |  | 41.26 |  |  |  | 12x24x15 | 12 | 24 | 15 | MERV 11 | 11
| Active | Non-inventory Part | SBG12241586 | 12x24x15 6-Pocket MERV 13 Synthetic Bag Filter, Galv. Steel Frame | Tax | Sales | Cost of Goods Sold |  | 0 | 12x24x15 6-Pocket MERV 13 Synthetic Bag Filter, Galv. Steel Frame |  | 22.21 | Glasfloss Industries |  | 39.17 |  |  |  | 12x24x15 | 12 | 24 | 15 | MERV 13 | 13
| Active | Non-inventory Part | SBG12241594 | 12x24x15, MERV 15 Depth Loading Synthetic Pocket Filter (4 pocket) | Tax | Sales | Cost of Goods Sold |  | 0 | 12x24x15, MERV 15 Depth Loading Synthetic Pocket Filter (4 pocket) |  | 21.6 | Glasfloss Industries | [5 empty] | 12x24x15 | 12 | 24 | 15 | MERV 15 | 15
| Active | Non-inventory Part | SBG122421-95 | 12x24x21 3 Pocket Bag Filter 95% Synthetic Special Bag Filter | Tax | Sales | Cost of Goods Sold |  | 0 | 12x24x21 3 Pocket Bag Filter 95% Synthetic Special Bag Filter |  | 21.14 | Glasfloss Industries |  | 32.2 |  | SBG122421-95 |  | 12x24x21 | 12 | 24 | 21 | 95% | 16
| Active | Non-inventory Part | SBG16201286 | 16x20x12 85% 6 Pocket Bag Filter | Tax | Sales | Cost of Goods Sold |  | 0 | 16x20x12 85% 6 Pocket Bag Filter |  | 25.47 | Glasfloss Industries |  | 67.04 |  | SBG16201286 |  | 16x20x12 | 16 | 20 | 12 | 85% | 13
| Not-active | Non-inventory Part | SBG20201244 | 20x20x12, 40% Depth Loading Synthetic Pocket Filter (4 pockets) | Tax | Sales |  |  | 0 |  |  | 0 | Glasfloss Industries |  | 29.28 |  |  |  | 20x20x12 | 20 | 20 | 12 | 40% | 7
| Active | Non-inventory Part | SBG20201286 | Synthetic Bag, 20x20x12 Merv 13 6P | Tax | Sales | Cost of Goods Sold |  | 0 | 20x20x12 Synthetic Bag Filter Merv13 6P |  | 27.22 | Glasfloss Industries |  | 47.49 |  |  |  | 20x20x12 | 20 | 20 | 12 | Merv 13 | 13
| Active | Non-inventory Part | SBG202015 | Synthetic Bag, 20x20x15 MERV 15 8 Pockets, Gasket None, Loops None, Std Header, Nom Size | Tax | Sales | Cost of Goods Sold |  | 0 | Synthetic Bag, 20.0 (19.375) in X 20.0 (19.375) in X 15.0 in MERV 15 8 Pockets, Gasket None, Loops None, Std Header, Nom Size |  | 34.81 | Glasfloss Industries |  | 44.36 |  | SBG20201596 |  | 20x20x15 | 20 | 20 | 15 | MERV 15 | 15
| Active | Non-inventory Part | SBG202021-95 | 20x20x21 6 Pocket Bag Filter 95% Synthetic Special Bag Filter | Tax | Sales | Cost of Goods Sold |  | 0 | 20x20x21 6 Pocket Bag Filter 95% Synthetic Special Bag Filter |  | 28.42 | Glasfloss Industries |  | 54.96 |  | SBG202021-95 |  | 20x20x21 | 20 | 20 | 21 | 95% | 16
| Active | Non-inventory Part | SBG20241295 | 20x24x12 Bag Filter 95% Synthetic Special Bag Filter | Tax | Sales | Cost of Goods Sold |  | 0 | 20x24x12 Bag Filter 95% Synthetic Special Bag Filter |  | 24.03 | Glasfloss Industries |  | 38.96 |  | SBG20241295 |  | 20x24x12 | 20 | 24 | 12 | 95% | 16
| Active | Non-inventory Part | SBG202415 | 20x24x15, MERV 11 Depth Loading Synthetic Pocket Filter (6 pocket) | Tax | Sales | Cost of Goods Sold |  | 0 | 20x24x15, MERV 11 Depth Loading Synthetic Pocket Filter (6 pocket) |  | 25.06 | Glasfloss Industries |  | 41.8 |  | SBG12241563 |  | 20x24x15 | 20 | 24 | 15 | MERV 11 | 11
| Active | Non-inventory Part | SBG20241586 | 20x24x15 6 Pocket 85% Synthetic Bag Filter (MERV 13) | Tax | Sales | Cost of Goods Sold |  | 0 | 20x24x15 6 Pocket 85% Synthetic Bag Filter (MERV 13) |  | 23.74 | Glasfloss Industries |  | 31.65 |  |  |  | 20x24x15 | 20 | 24 | 15 | MERV 13 | 13
| Active | Non-inventory Part | SBG202421-95 | 20x24x21 6 Pocket Bag Filter 95% Synthetic Special Bag Filter | Tax | Sales | Cost of Goods Sold |  | 0 | 20x24x21 6 Pocket Bag Filter 95% Synthetic Special Bag Filter |  | 28.42 | Glasfloss Industries |  | 55.07 |  | SBG202421-95 |  | 20x24x21 | 20 | 24 | 21 | 95% | 16
| Active | Non-inventory Part | SBG20242298 | 20x24x22 Merv 15 Depth Load Sythetic 8-P | Tax | Sales | Cost of Goods Sold |  | 0 | 20x24x22 Merv 15 Depth Load Sythetic 8-P |  | 42.15 | Glasfloss Industries |  | 72.54 |  | SBG20242298 |  | 20x24x22 | 20 | 24 | 22 | Merv 15 | 15
| Active | Non-inventory Part | SBG24241266E | 24x24x12 6 Pocket Bag Filter 65% Synthetic Special Bag Filter | Tax | Sales | Cost of Goods Sold |  | 0 | 24x24x12 6 Pocket Bag Filter 65% Synthetic Special Bag Filter (6 per cases) |  | 24.1 | Glasfloss Industries |  | 30.11 |  | SBG24241266E |  | 24x24x12 | 24 | 24 | 12 | 65% | 11
| Active | Non-inventory Part | SBG24241285 | 24x24x12 6 Pocket Bag Filter 85% Synthetic Special Bag Filter | Tax | Sales | Cost of Goods Sold |  | 0 | 24x24x12 6 Pocket Bag Filter 85% Synthetic Special Bag Filter |  | 24.72 | Glasfloss Industries |  | 41.57 |  | SBG24241285 |  | 24x24x12 | 24 | 24 | 12 | 85% | 13
| Active | Non-inventory Part | SBG24241286 | 24x24x12 6 Pocket Bag Filter 85% Synthetic Special Bag Filter | Tax | Sales | Cost of Goods Sold |  | 0 | High Efficiency Synthetic Bag, 24.0 inches X 24.0 inches X 12.0 inches MERV 13 Efficiency 6.0 Pockets, Gasket None, Loops None, Standard Header 7/8, Nominal Size |  | 25.47 | Glasfloss Industries |  | 41.57 |  | SBG24241286 |  | 24x24x12 | 24 | 24 | 12 | 85% | 13
| Active | Non-inventory Part | SBG24241288 | 24x24x12 8 Pocket Bag Filter 85% Synthetic Special Bag Filter | Tax | Sales | Cost of Goods Sold |  | 0 | High Efficiency Synthetic Bag, 24.0 inches X 24.0 inches X 12.0 inches MERV 13 Efficiency 8.0 Pockets, Gasket None, Loops None, Standard Header 7/8, Nominal Size |  | 31.5 | Glasfloss Industries |  | 41.57 |  | SBG24241288 |  | 24x24x12 | 24 | 24 | 12 | 85% | 13
| Active | Non-inventory Part | SBG24241296 | 24x24x12 6 Pocket Bag Filter 95% Synthetic Special Bag Filter | Tax | Sales | Cost of Goods Sold |  | 0 | High Efficiency Synthetic Bag, 24.0 inches X 24.0 inches X 12.0 inches MERV 15 Efficiency 6.0 Pockets, Gasket..None, Loops None, Standard Header 7/8, Nominal Size |  | 18.28 | Glasfloss Industries |  | 41.3 |  | SBG24241296 |  | 24x24x12 | 24 | 24 | 12 | 95% | 16
| Active | Non-inventory Part | SBG24241546 | 24x24x15 6 Pocket Merv 9 Synthetic Bag Filter | Tax | Sales | Cost of Goods Sold |  | 0 | 24x24x15 6 Pocket Merv 9 Synthetic Bag Filter |  | 22.09 | Glasfloss Industries |  | 33.98 |  |  |  | 24x24x15 | 24 | 24 | 15 | Merv 9 | 9
| Active | Non-inventory Part | SBG242415612 | 24x24x15 MERV 11, 12-Pocket Synthetic Bag Filter, No Gasket, Loops None, Cambridge Header, Galv. Steel Frame | Tax | Sales | Cost of Goods Sold |  | 0 | 24x24x15 MERV 11, 12-Pocket Synthetic Bag Filter, No Gasket, Loops None, Cambridge Header, Galv. Steel Frame |  | 37.62 | Glasfloss Industries |  | 62.9 |  | SBG242415612 |  | 24x24x15 | 24 | 24 | 15 | MERV 11 | 11
| Active | Non-inventory Part | SBG24241566 | 24x24x15 6-Pocket MERV11 Syntetic Bag Filter | Tax | Sales | Cost of Goods Sold |  | 0 | 24x24x15 6-Pocket MERV11 Syntetic Bag Filter |  | 24.58 | Glasfloss Industries |  | 35.02 |  | SBG24241566 |  | 24x24x15 | 24 | 24 | 15 | MERV11 | 11
| Active | Non-inventory Part | SBG242415812 | 24x24x15 12-Pocket MERV 13 Synthetic Bag Filter, Galv. Steel Frame | Tax | Sales | Cost of Goods Sold |  | 0 | 24x24x15 12-Pocket MERV 13 Synthetic Bag Filter, Galv. Steel Frame |  | 37.83 | Glasfloss Industries |  | 63.2 |  |  |  | 24x24x15 | 24 | 24 | 15 | MERV 13 | 13
| Active | Non-inventory Part | SBG24241586 | 24x24x15 6 Pocket Merv 13 Synthetic Bag Filter | Tax | Sales | Cost of Goods Sold |  | 0 | 24x24x15 6 Pocket Merv 13 Synthetic Bag Filter |  | 25.47 | Glasfloss Industries |  | 39.18 |  | SBG24241586 |  | 24x24x15 | 24 | 24 | 15 | Merv 13 | 13
| Active | Non-inventory Part | SBG242415912 | 24x24x15 12-Pocket 95% Syntetic Bag Filter | Tax | Sales | Cost of Goods Sold |  | 0 | 24x24x15 12-Pocket 95% Syntetic Bag Filter |  | 35.25 | Glasfloss Industries |  | 55.39 |  | SBG242415912 |  | 24x24x15 | 24 | 24 | 15 | 95% | 16
| Active | Non-inventory Part | SBG24241596 | 24x24x15 6-Pocket 95% Syntetic Bag Filter | Tax | Sales | Cost of Goods Sold |  | 0 | 24x24x15 6 -Pocket 95% Syntetic Bag Filter |  | 23.54 | Glasfloss Industries |  | 41.55 |  | SBG24241596 |  | 24x24x15 | 24 | 24 | 15 | 95% | 16
| Active | Non-inventory Part | SBG24241598 | 24x24x15 8 Pocket Filter 95% Synthetic Special Bag Filter | Tax | Sales | Cost of Goods Sold |  | 0 | 24x24x15 8 Pocket Filter 95% Synthetic Special Bag Filter |  | 34.21 | Glasfloss Industries |  | 48.87 |  | SBG24241598 |  | 24x24x15 | 24 | 24 | 15 | 95% | 16
| Active | Non-inventory Part | SBG242421-95 | 24x24x21 6 Pocket Bag Filter 95% Synthetic Special Bag Filter | Tax | Sales | Cost of Goods Sold |  | 0 | 24x24x21 6 Pocket Bag Filter 95% Synthetic Special Bag Filter |  | 31.91 | Glasfloss Industries |  | 51.84 |  | SBG242421-95 |  | 24x24x21 | 24 | 24 | 21 | 95% | 16
| Active | Non-inventory Part | SBG242422 | 24x24x22 Merv 15 6 Pocket Synthetic Bag Filter | Tax | Sales | Cost of Goods Sold |  | 0 | 24x24x22 Merv 15 6 Pocket Synthetic Bag Filter |  | 0 | Glasfloss Industries |  | 0 |  |  |  | 24x24x22 | 24 | 24 | 22 | Merv 15 | 15
| Active | Non-inventory Part | SBG24242266 | 24x24x21 (MERV 11) 6 Pocket Synthetic Bag Filter, Standard Header, Non Gasket | Tax | Sales | Cost of Goods Sold |  | 0 | 24x24x21 (MERV 11) 6 Pocket Synthetic Bag Filter, Standard Header, Non Gasket |  | 28.09 | Glasfloss Industries |  | 48.51 |  |  |  | 24x24x21 | 24 | 24 | 21 | MERV 11 | 11
| Active | Non-inventory Part | SBG24242268 | Synthetic Bag, 24.0 in X 24.0 in X 22.0 in MERV 11 8.0 Pockets, Gasket None, Loops None, Std Header, Nom Size | Tax | Sales | Cost of Goods Sold |  | 0 | Synthetic Bag, 24.0 in X 24.0 in X 22.0 in MERV 11 8.0 Pockets, Gasket None, Loops None, Std Header, Nom Size |  | 30.31 | Glasfloss Industries |  | 51.65 | [7 empty] | MERV 11 | 11
| Active | Non-inventory Part | SBG24242286 | 24x24x22 (MERV 13) 6 Pocket Synthetic Bag Filter, Standard Header, Non Gasket | Tax | Sales | Cost of Goods Sold |  | 0 | 24x24x22 (MERV 13) 6 Pocket Synthetic Bag Filter, Standard Header, Non Gasket |  | 27.84 | Glasfloss Industries |  | 42.77 |  | SBG24242286 |  | 24x24x22 | 24 | 24 | 22 | MERV 13 | 13
| Active | Non-inventory Part | SBG242424 | 24x24x24 6 Pocket Bag Filter | Tax | Sales | Cost of Goods Sold |  | 0 | 24x24x24 6 Pocket Bag Filter |  | 22.64 | Glasfloss Industries |  | 39.49 |  |  |  | 24x24x24 | 24 | 24 | 24
| Active | Non-inventory Part | SBG24242596 | 24x24x25 6-Pocket Filter MERV 15 95% Synthetic Special Bag Filter | Tax | Sales | Cost of Goods Sold |  | 0 | 24x24x25 6-Pocket Filter MERV 15 95% Synthetic Special Bag Filter |  | 32.23 | Glasfloss Industries |  | 52.58 |  | SBG24242596 |  | 24x24x25 | 24 | 24 | 25 | MERV 15 | 15
| Active | Non-inventory Part | SBG252010957 | SBG252010957..20x25x10 Merv 15 7 Pocket Bag Filter with Aluminum Frame | Tax | Sales | Cost of Goods Sold |  | 0 | 25x20x10 MERV 15 7 PKT Excel Bag |  | 41.05 | Glasfloss Industries |  | 96.64 |  |  |  | .20x25x10 | 0.2 | 25 | 10 | Merv 15 | 15
| Active | Non-inventory Part | SCF14.314.32EHTHCSS | 14 1/4 x 14 1/4 x 2 Special Construction Filter HIGH TEMP PLEATED FILTER..WITH 304 SS FRAME AND 1 X 1 WIRE..MERV 10 HIGH CAPACITY | Tax | Sales | Cost of Goods Sold |  | 0 | 4 1/4 x 14 1/4 x 2 Special Construction Filter HIGH TEMP PLEATED FILTER..WITH 304 SS FRAME AND 1 X 1 WIRE..MERV 10 HIGH CAPACITY |  | 40.38 | Smith Filter |  | 89.15 |  |  |  | 14 1/4 x 14 1/4 x 2 | 14.25 | 14.25 | 2 | MERV 10 | 10
| Active | Non-inventory Part | SCF36394EHTPSS | 36 x 39 x 4 HIGH TEMP PLEATED FILTER Each 1 241.83 241.83..W/ STAINLESS STEEL FRAME..AND STAINLESS STEEL 1 X 1 WIRE..(actual dims: 36 x 39 x 3 7/8) | Tax | Sales | Sales |  | 0 | 36 x 39 x 4 HIGH TEMP PLEATED FILTER Each 1 241.83 241.83..W/ STAINLESS STEEL FRAME..AND STAINLESS STEEL 1 X 1 WIRE..(actual dims: 36 x 39 x 3 7/8) |  | 241.83 | Smith Filter |  | 335.19 |  |  |  | 36 x 39 x 4 | 36 | 39 | 4
| Not-active | Non-inventory Part | SENSTD244849302A10 | 2x4 Sentinel Fan Filter Unit | Tax | Sales | Cost of Goods Sold |  | 0 | 2x4 Sentinel Fan Filter Unit |  | 0 | MISC |  | 1171.5 |  | SENSTD244849302A10 |  | 2x4 | 2 | 4
| Active | Non-inventory Part | SHW-20-432 | S-15, White Synthetic Media ..6' x 72' Roll (432 ft�) | Tax | Sales | Cost of Goods Sold |  | 0 |  |  | 186 | AFC Manufacturing |  | 231.52 |  | SHW-20-432
| Active | Non-inventory Part | SHW-CRBN4-SLIT | Carbon Media | Tax | Sales | Cost of Goods Sold |  | 0 | Carbon Media |  | 0 | AFC Manufacturing |  | 0 |  | SHW-CRBN4-SLIT
| Active | Non-inventory Part | SMP-11AT-MINIPLEAT | SMP-11AT-MINIPLEAT | Tax | Sales | Cost of Goods Sold |  | 0 | SMP-11AT-MINIPLEAT |  | 0 | Aeolus Corporation |  | 0
| Active | Non-inventory Part | SMP-16204-60 | 16x20x4 Mini MERV 12 Plastic Frame | Tax | Sales | Cost of Goods Sold |  | 0 | 16x20x4 Mini MERV 12 Plastic Frame |  | 37.62 | Aeolus Corporation |  | 64.02 |  | SMP-16204-60 |  | 16x20x4 | 16 | 20 | 4 | MERV 12 | 12
| Active | Non-inventory Part | SMP-20254-60 | 20x25x4 Mini MERV 12 Plastic Frame | Tax | Sales | Cost of Goods Sold |  | 0 | 20x25x4 Mini MERV 12 Plastic Frame |  | 44.68 | Aeolus Corporation |  | 74.88 |  | SMP-20254-60 |  | 20x25x4 | 20 | 25 | 4 | MERV 12 | 12
| Active | Non-inventory Part | SMP-24244-60 | 24x24x4 Mini MERV 12 Plastic Frame | Tax | Sales | Cost of Goods Sold |  | 0 | 24x24x4 Mini MERV 12 Plastic Frame |  | 49.09 | Aeolus Corporation |  | 81.67 |  | SMP-24244-60 |  | 24x24x4 | 24 | 24 | 4 | MERV 12 | 12
| Active | Non-inventory Part | SMP-6020254 | 20x24x4 inch MERV 12 (70-75%) Synthetic Mini Pleat Panel Filter | Tax | Cost of Goods Sold:Material |  |  | 0 |  |  | 0 | Glasfloss Industries |  | 44.68 |  | SMP-6020254 |  | 20x24x4 | 20 | 24 | 4 | MERV 12 | 12
| Active | Non-inventory Part | SMP-8024242 | MERV 13 24x24x2 Plastic Frame Pleat | Tax | Sales | Cost of Goods Sold |  | 0 | MERV 13 24x24x2 Plastic Frame Pleat |  | 30.46 | Aeolus Corporation |  | 48.52 |  | SMP-8024242 |  | 24x24x2 | 24 | 24 | 2 | MERV 13 | 13
| Active | Non-inventory Part | SMP-95AT20204 | 20x20x4 MERV 15 (95-100%) Synthetic Mini Pleat Filter | Tax | Sales | Cost of Goods Sold |  | 0 | 20x20x4 MERV 15 (95-100%) Synthetic Mini Pleat Filter |  | 60.07 | Aeolus Corporation |  | 92.42 |  |  |  | 20x20x4 | 20 | 20 | 4 | MERV 15 | 15
| Active | Non-inventory Part | SN3P | Filter, Panel, SN3P, 580mmH x 650mmW x 98mmD (3.88") | Tax | Sales | Cost of Goods Sold |  | 0 | Filter, Panel, SN3P, 580mmH x 650mmW x 98mmD (3.88") |  | 61 | Parker-Hannifin Corporation |  | 122 |  | SN3P
| Active | Non-inventory Part | SN3P/001428F | Filter, Panel, SN3P, 580mmH x 650mmW x 48mmD | Tax | Sales | Cost of Goods Sold |  | 0 | Filter, Panel, SN3P, 580mmH x 650mmW x 48mmD |  | 51 | Parker-Hannifin Corporation |  | 84 |  | SN3P/001428F
| Active | Non-inventory Part | SN7S | Filter, Bag, EFSF6SN7 / SN7S, 580mmH x 650mmW x 700mmD (22.8"x25.6"x27.6") | Tax | Sales | Cost of Goods Sold |  | 0 | Filter, Bag, M6-POCKET6P, 580mmH x 650mmW x 700mmD |  | 22.7 | Wetzel Technologies Co., Ltd |  | 91 |  | M6-POCKET6P |  | 22.8"x25.6"x27.6" | 22.8 | 25.6 | 27.6
| Active | Non-inventory Part | SNGF/000230F | Filter, Pad, SNGF, 580mmH x 650mmW | Tax | Sales | Cost of Goods Sold |  | 0 | Filter, Pad, SNGF, 580mmH x 650mmW |  | 30 | Parker-Hannifin Corporation |  | 58 |  | SNGF/000230F
| Not-active | Non-inventory Part | Special Mini95-12122 | 12x12x2 M-15 Nexfil MINI Pleat | Tax | Sales | Cost of Goods Sold |  | 0 | 12x12x2 M-15 Nexfil MINI Pleat |  | 44.42 | Commercial Filters Sales |  | 63.45 |  | Special Mini95-12122 |  | 12x12x2 | 12 | 12 | 2
| Active | Non-inventory Part | SS633-FD-5 | SS633-FD-5 ..Facet SS-5 Series Separator Cartridges..6" OD x 33-1/4" L, Qualified to El-1581, Fifth Edition | Tax | Sales | Cost of Goods Sold |  | 0 | SS633-FD-5 ..Facet SS-5 Series Separator Cartridges..6" OD x 33-1/4" L, Qualified to El-1581, Fifth Edition |  | 168.18 | Precision Filter Products, LLC |  | 210.81 |  | SS633-FD-5
| Active | Non-inventory Part | ST718-00-03ZXC0 | HILCO Filter Cartridge | Tax | Sales | Cost of Goods Sold |  | 0 | HILCO Filter Cartridge |  | 357.68 | Hilliard Corporation |  | 413
| Active | Non-inventory Part | Sub-Contractor Labor | Sales Tax | Non | Labor |  |  | 0 |  |  | 0 |  |  | 0
| Active | Non-inventory Part | Surcharge | Sales Tax | Tax | Sales |  |  | 0 |  |  | 0 |  |  | 0
| Active | Non-inventory Part | T60 1/1 | Viledon 24x24x26 60% Pocket | Tax | Sales | Cost of Goods Sold |  | 0 | 6901172 24x24x26 60% Pocket |  | 95 | Freudenberg Filtration Technologies, L.P. |  | 204 |  | T60 1/1 |  | 24x24x26 | 24 | 24 | 26 | 60% | 8
| Active | Non-inventory Part | T60 1/2 | Viledon 12x24x26 6 Pocket | Tax | Sales | Cost of Goods Sold |  | 0 | Viledon 12x24x26 6 Pocket |  | 72.5 | Freudenberg Filtration Technologies, L.P. |  | 102.14 |  |  |  | 12x24x26 | 12 | 24 | 26
| Active | Non-inventory Part | T60S 1/1 | Viledon 24x24x20 60% Pocket | Tax | Sales | Cost of Goods Sold |  | 0 | 6901175 24x24x20 60% Pocket |  | 110.5 | Freudenberg Filtration Technologies, L.P. |  | 204 |  | T60S 1/1 |  | 24x24x20 | 24 | 24 | 20 | 60% | 8
| Active | Non-inventory Part | T60S1/2 | Viledon 12x24x20 | Tax | Sales | Cost of Goods Sold |  | 0 | Viledon 12x24x20 |  | 72.5 | Freudenberg Filtration Technologies, L.P. |  | 0 |  |  |  | 12x24x20 | 12 | 24 | 20
| Active | Non-inventory Part | T90 1/1 - 8P | Viledon 24x24x26 85% 8Pocket | Tax | Sales | Cost of Goods Sold |  | 0 | 53555918 24x24x26 85% Pocket |  | 102 | Freudenberg Filtration Technologies, L.P. |  | 150.72 |  | T90 1/1 - 8P |  | 24x24x26 | 24 | 24 | 26 | 85% | 13
| Active | Non-inventory Part | TP-SOCK-GTC | Pre-filter sock for TurboPulse GTC style filters | Tax | Sales | Cost of Goods Sold |  | 0 | Pre-filter sock for TurboPulse GTC style filters |  | 0 | AFC Manufacturing |  | 0 |  | TP-SOCK-GTC
| Active | Non-inventory Part | TP-WRAP-26-CON | Pre-filter wrap for 26" Turbopulse Conical Filters w/out Velcro Strap | Tax | Sales | Cost of Goods Sold |  | 0 | Pre-filter wrap for 26" Turbopulse Conical Filters w/out Velcro Strap |  | 0 | AFC Manufacturing |  | 0 |  | TP-WRAP-26-CON
| Active | Non-inventory Part | TP-WRAP-26-CYN | Pre-filter wrap for 26" Turbopulse Cylindrical Filters w/out Velcro Strap | Tax | Sales | Cost of Goods Sold |  | 0 | Pre-filter wrap for 26" Turbopulse Cylindrical Filters w/out Velcro Strap |  | 0 | AFC Manufacturing |  | 0 |  | TP-WRAP-26-CYN
| Active | Non-inventory Part | TP-WRAP-26V-CON | Pre-filter wrap for 26" Turbopulse Conical Filters with Velcro Strap | Tax | Sales | Cost of Goods Sold |  | 0 | Pre-filter wrap for 26" Turbopulse Conical Filters with Velcro Strap |  | 0 | AFC Manufacturing |  | 0 |  | TP-WRAP-26V-CON
| Active | Non-inventory Part | TP-WRAP-26V-CYN | Pre-filter wrap for 26" Turbopulse Cylindrical Filters with Velcro Strap | Tax | Sales | Cost of Goods Sold |  | 0 | Pre-filter wrap for 26" Turbopulse Cylindrical Filters with Velcro Strap |  | 0 | AFC Manufacturing |  | 0 |  | TP-WRAP-26V-CYN
| Active | Non-inventory Part | TPA-020 | Plastic Bracket for Pre-Filter for 24.24.4 | Tax | Sales | Cost of Goods Sold |  | 0 | Plastic Bracket for Pre-Filter for 24.24.4 |  | 35 | W.L Gore & Associates, Inc |  | 71
| Active | Non-inventory Part | TPP-010 | G2 Pre-Filter Wrap 24.24.4 | Tax | Sales | Cost of Goods Sold |  | 0 | G2 Pre-Filter Wrap 24.24.4 |  | 0 | AFC Manufacturing |  | 0
| Active | Non-inventory Part | TPV-002 | TPV002 V Panels 16" Deep 24x24x16 H12 | Tax | Sales | Cost of Goods Sold |  | 0 | TPV002 V Panels 16" Deep 24x24x16 H12 |  | 575 | W.L Gore & Associates, Inc |  | 684.55 |  |  |  | 24x24x16 | 24 | 24 | 16
| Active | Non-inventory Part | Travel Expense | Sales TaxTravel Expense | Tax | Travel Expense |  |  | 0 |  |  | 0 |  |  | 0 |  | Travel Expense
| Active | Non-inventory Part | UF3201NSD | UF3201NSD Uniflow Series Single Cartridge Liquid Vessel, 300 psi, 20"..Length, 1" FNPT, 316SS MOC.. | Tax | Sales | Cost of Goods Sold |  | 0 | UF3201NSD Uniflow Series Single Cartridge Liquid Vessel, 300 psi, 20"..Length, 1" FNPT, 316SS MOC.. |  | 532.59 | Precision Filter Products, LLC |  | 712.2 |  | UF3201NSD
| Active | Non-inventory Part | ULPA | ULPA | Tax | Cost of Goods Sold |  |  | 0 |  |  | 0 | Wetzel Technologies Co., Ltd |  | 0
| Active | Non-inventory Part | UVC |  | Tax | Sales | Cost of Goods Sold |  | 0 |  |  | 2.25 | Hilliard Corporation |  | 0 |  | UVC
| Active | Non-inventory Part | V-CUBE 202515 | V-CUBE 20x25x15 | Tax | Sales | Cost of Goods Sold |  | 0 | V-CUBE 20x25x15 |  | 17 | AFC Manufacturing |  | 17 |  | V-CUBE 20255 |  | 20x25x15 | 20 | 25 | 15
| Active | Non-inventory Part | V-SOCK-2V1224 | 2V SOCK 12x24x12 V-Bank Filters | Tax | Sales | Cost of Goods Sold |  | 0 | 2V SOCK 12x24x12 V-Bank Filters |  | 0 | AFC Manufacturing |  | 0 |  | V-SOCK-2V1224 |  | 12x24x12 | 12 | 24 | 12
| Active | Non-inventory Part | V-SOCK-2V2424 | 2V SOCK 24x24x12 V-Bank Filters | Tax | Sales | Cost of Goods Sold |  | 0 | 2V SOCK 24x24x12 V-Bank Filters |  | 0 | AFC Manufacturing |  | 0 |  | V-SOCK-2V2424 |  | 24x24x12 | 24 | 24 | 12
| Active | Non-inventory Part | V-SOCK-4V1224 | 4V SOCK 12x24x12 V-Bank Filters | Tax | Sales | Cost of Goods Sold |  | 0 | 4V SOCK 12x24x12 V-Bank Filters |  | 0 | AFC Manufacturing |  | 0 |  | V-SOCK-4V1224 |  | 12x24x12 | 12 | 24 | 12
| Active | Non-inventory Part | V-SOCK-4V2024 | 4V SOCK 20x24x12 V-Bank Filters | Tax | Sales | Cost of Goods Sold |  | 0 | 4V SOCK 20x24x12 V-Bank Filters |  | 0 | AFC Manufacturing |  | 0 |  | V-SOCK-4V2024 |  | 20x24x12 | 20 | 24 | 12
| Active | Non-inventory Part | V-SOCK-4V2424 | 4V SOCK 24x24x12 V-Bank Filters | Tax | Sales | Cost of Goods Sold |  | 0 | 4V SOCK 24x24x12 V-Bank Filters |  | 0 | AFC Manufacturing |  | 0 |  | V-SOCK-4V2424 |  | 24x24x12 | 24 | 24 | 12
| Active | Non-inventory Part | VABORSORB |  | Tax | Sales | Cost of Goods Sold |  | 0 |  |  | 0 | RSE Incorporated |  | 0
| Active | Non-inventory Part | Vacuum Mesh | Vacuum Underlayment Mesh; 72" wide x LF; | Tax | Cost of Goods Sold:Material |  |  | 0 |  |  | 0 |  |  | 11.59
| Active | Non-inventory Part | VEE-CUBE | VEE CUBE | Tax | Sales |  |  | 0 |  |  | 0 | Glasfloss Industries |  | 19
| Active | Non-inventory Part | VEE-CUBE 1/1 | VEE CUBE for 24x24x12 F7/F8 | Tax | Sales |  |  | 0 |  |  | 0 | Glasfloss Industries |  | 19.39 |  |  |  | 24x24x12 | 24 | 24 | 12
| Active | Non-inventory Part | VEE-CUBE 1/1-R | Reverse VEE CUBE for 24x24x12 F7/F8 , w/Extra Flaps on each side | Tax | Sales |  |  | 0 |  |  | 0 | Glasfloss Industries |  | 19.39 |  |  |  | 24x24x12 | 24 | 24 | 12
| Active | Non-inventory Part | VEE-CUBE 1/2 | VEE CUBE for 12x24x12 F7/F8 | Tax | Sales |  |  | 0 |  |  | 0 | Glasfloss Industries |  | 17.14 |  |  |  | 12x24x12 | 12 | 24 | 12
| Active | Non-inventory Part | VEE-CUBE 1/2-R | Reverse VEE CUBE for 12x24x12 F7/F8 w/ Extra Flaps on each side | Tax | Sales |  |  | 0 |  |  | 0 | Glasfloss Industries |  | 17.14 |  |  |  | 12x24x12 | 12 | 24 | 12
| Active | Non-inventory Part | VEE-SOCK 1/1 | 24x24x12 MV/RP Moisture Coalescer | Tax | Sales | Cost of Goods Sold |  | 0 |  |  | 0 | AFC Manufacturing |  | 17.4 |  | VEE-SOCK 1/1 |  | 24x24x12 | 24 | 24 | 12
| Active | Non-inventory Part | VEE-SOCK 1/2 | 12x24x12 MV/RP Moisture Coalescer | Tax | Sales | Cost of Goods Sold |  | 0 |  |  | 0 | AFC Manufacturing |  | 14.4 |  | VEE-SOCK 1/2 |  | 12x24x12 | 12 | 24 | 12
| Active | Non-inventory Part | VEE-SOCK 5/6 | 20x24x12 MV/RP Moisture Coalesce | Tax | Sales | Cost of Goods Sold |  | 0 |  |  | 0 | AFC Manufacturing |  | 14.4 |  | VEE-SOCK 5/6 |  | 20x24x12 | 20 | 24 | 12
| Active | Non-inventory Part | VERSA � M 2� | Part #11S000008 VERSA � M 2� | Tax | Sales | Cost of Goods Sold |  | 0 | Part #11S000008 VERSA � M 2� |  | 1.02 | EFC International |  | 1.56 |  | VERSA � M 2�
| Active | Non-inventory Part | VF80M | VORTOX A 061085-C | Tax | Sales | Cost of Goods Sold |  | 0 | VORTOX A 061085-C |  | 44.93 | Fluitek Corporation. (PAID BY CC) |  | 69.13 |  | VF80M
| Active | Non-inventory Part | W 70X Paint Mist | W 70X Secondary Separator 26.8"x23.3"x23.6" (682x592x600) 9-Pocket DownStream Gasket; Plastic Frame | Tax | Sales | Cost of Goods Sold |  | 0 | W 70X Secondary Separator 682x592x600 F7 9-P DownStream Gasket; Plastic Frame |  | 26.1 | Wetzel Technologies Co., Ltd |  | 52.2 |  | W70X |  | 26.8"x23.3"x23.6" | 26.8 | 23.3 | 23.6
| Active | Non-inventory Part | XP-L-2100E | XP-L-2100E..Parker XtreamPure Pleated Polypropylene Cartridge, 10 Micron, 6.2" OD..x 20" Length, Polypropylene Cage and End Caps, EPDM Seal, Temp..Limit: 180� F | Tax | Sales | Cost of Goods Sold |  | 0 | XP-L-2100E..Parker XtreamPure Pleated Polypropylene Cartridge, 10 Micron, 6.2" OD..x 20" Length, Polypropylene Cage and End Caps, EPDM Seal, Temp..Limit: 180� F |  | 210.55 | Precision Filter Products, LLC |  | 280.53 |  | XP-L-2100E
| Not-active | Non-inventory Part | ZII-NT303664 | Twill Tape 1" White Cotton (China) 50YDS per roll | Tax | Sales | Cost of Goods Sold |  | 0 | Twill Tape 1" White Cotton (China) 50YDS per roll |  | 20 | Glasfloss Industries |  | 13.5 |  | ZII-NT303664
| Active | Non-inventory Part | ZLN-SPECIAL | Special Carbon Impregnated Pleat | Tax | Sales | Cost of Goods Sold |  | 0 | Special Carbon Impregnated Pleat |  | 0 | Glasfloss Industries |  | 0 |  | ZLN-SPECIAL
| Active | Non-inventory Part | ZLN162564AC | 16x25x6 Cabrotron Pleat | Tax | Sales | Cost of Goods Sold |  | 0 | 16x25x6 Cabrotron Pleat |  | 23.99 | Glasfloss Industries |  | 36.29 |  |  |  | 16x25x6 | 16 | 25 | 6
| Active | Non-inventory Part | ZLN202564AC | 20x25x6 Carbotron Pleat | Tax | Sales | Cost of Goods Sold |  | 0 | 20x25x6 Carbotron Pleat |  | 28.89 | Glasfloss Industries |  | 44.08 |  |  |  | 20x25x6 | 20 | 25 | 6
| Active | Non-inventory Part | ZLP-SPECIAL | Special Standard Capacity Pleat | Tax | Sales | Cost of Goods Sold |  | 0 | Special Standard Capacity Pleat |  | 18.55 | Glasfloss Industries |  | 0 |  | ZLP-SPECIAL
| Active | Non-inventory Part | ZLP22271SP | 22x27x1 MERV10 Standard Capacity Pleat, Special | Tax | Sales |  |  | 0 |  |  | 0 | Glasfloss Industries | Glassfloss | 0 |  |  |  | 22x27x1 | 22 | 27 | 1 | MERV10 | 10
| Active | Non-inventory Part | ZPK2424695HO | 24x24x6 Rigid Box Filter 95% Fiberglass HEADER | Tax | Sales | Cost of Goods Sold |  | 0 | 24x24x6 Rigid Box Filter 95% Fiberglass HEADER |  | 55.55 | Glasfloss Industries |  | 112.51 |  | ZPK2424695HO |  | 24x24x6 | 24 | 24 | 6 | 95% | 16
| Active | Non-inventory Part | ZPS-SPECIAL | Special Synthetic Rigid Box Filter | Tax | Sales | Cost of Goods Sold |  | 0 | Special Synthetic Rigid Box Filter |  | 76.35 | Glasfloss Industries |  | 0 |  | ZPS-SPECIAL
| Active | Non-inventory Part | ZPS122412-85H | 12x24x12 Synthetic Media 85% Rigid Box Filter Headered | Tax | Sales | Cost of Goods Sold:Tools |  | 0 | 12x24x12 Synthetic Media 85% Rigid Box Filter Headered |  | 47.02 | Glasfloss Industries |  | 74.31 |  |  |  | 12x24x12 | 12 | 24 | 12 | 85% | 13
| Active | Non-inventory Part | ZPS122412-95H | 12x24x12 Synthetic Media 95% Rigid Box Filters Single Header | Tax | Sales | Cost of Goods Sold |  | 0 | 12x24x12 Synthetic Media 95% Rigid Box Filters Single Header |  | 77.29 | Glasfloss Industries |  | 107.68 |  |  |  | 12x24x12 | 12 | 24 | 12 | 95% | 16
| Active | Non-inventory Part | ZPS12241265HO | 12x24x12 Rigid Box Filter 65% Header | Tax | Sales | Cost of Goods Sold |  | 0 | 12x24x12 Synthetic Z-PAK MERV 11 (65%) Header Nominal |  | 47.08 | Glasfloss Industries |  | 0 |  | ZPS12241265HO |  | 12x24x12 | 12 | 24 | 12 | 65% | 11
| Active | Non-inventory Part | ZPS12241295BO | 12.0 X 24.0 X 12 inch Synthetic Z-PAK MERV 14 (95%) Box Style Nominal Size | Tax | Sales | Cost of Goods Sold |  | 0 | 12.0 X 24.0 X 12 inch Synthetic Z-PAK MERV 14 (95%) Box Style Nominal Size |  | 49.6 | Glasfloss Industries |  | 0 |  | ZPS12241295BO |  | 12.0 X 24.0 X 12 | 12 | 24 | 12 | MERV 14 | 14
| Active | Non-inventory Part | ZPS12241295HO | 12x24x12 Rigid Box Filter 95% Header | Tax | Sales | Cost of Goods Sold |  | 0 | 12.0 X 24.0 X 12 in Synthetic Z-PAK MERV 14 (95%) Header Nominal |  | 49.6 | Glasfloss Industries |  | 95.83 |  | ZPS12241295HO |  | 12x24x12 | 12 | 24 | 12 | 95% | 16
| Active | Non-inventory Part | ZPS16201285HO | 16x20x12 Synthetic Z-PAK MERV 13 (85%) Header | Tax | Sales | Cost of Goods Sold |  | 0 | 16x20x12 Synthetic Z-PAK MERV 13 (85%) Header |  | 76.35 | Glasfloss Industries |  | 121.75 |  |  |  | 16x20x12 | 16 | 20 | 12 | MERV 13 | 13
| Active | Non-inventory Part | ZPS20201285HO | 20x20x12 Synthetic Z-PAK MERV 13 (85%) Header | Tax | Sales | Cost of Goods Sold |  | 0 | 20x20x12 Synthetic Z-PAK MERV 13 (85%) Header |  | 58.73 | Glasfloss Industries |  | 94.75 |  |  |  | 20x20x12 | 20 | 20 | 12 | MERV 13 | 13
| Active | Non-inventory Part | ZPS242412-85H | 24x24x12 Synthetic Media 85% Rigid Box Filter Headered | Tax | Sales | Cost of Goods Sold |  | 0 | 24x24x12 Synthetic Media 85% Rigid Box Filter Headered |  | 67.84 | Glasfloss Industries |  | 101.23 |  |  |  | 24x24x12 | 24 | 24 | 12 | 85% | 13
| Active | Non-inventory Part | ZPS24241265HO | 24x24x12 Rigid Box Filter 65% Header | Tax | Sales | Cost of Goods Sold |  | 0 | 24x24x12 Synthetic Z-PAK MERV 11 (65%) Header Nominal |  | 65.82 | Glasfloss Industries |  | 0 |  | ZPS24241265HO |  | 24x24x12 | 24 | 24 | 12 | 65% | 11
| Active | Non-inventory Part | ZPS24241295HO | 24x24x12 Rigid Box Filter 95% Header | Tax | Sales | Cost of Goods Sold |  | 0 | 24x24x12 Synthetic Z-PAK MERV 14 (95%) Header Nominal |  | 71.27 | Glasfloss Industries |  | 122.6 |  | ZPS24241295HO |  | 24x24x12 | 24 | 24 | 12 | 95% | 16
| Active | Non-inventory Part | ZPS2520685HO | 25.0 X 20.0 X 6 in Synthetic Z-PAK MERV 13 (85%) Header Nominal | Tax | Sales | Cost of Goods Sold |  | 0 | 25.0 X 20.0 X 6 in Synthetic Z-PAK MERV 13 (85%) Header Nominal |  | 43.36 | Glasfloss Industries |  | 0 |  | ZPS2520685HO |  | 25.0 X 20.0 X 6 | 25 | 20 | 6 | MERV 13 | 13
| Active | Other Charge | COGS- Freight | Sales Tax Freight | Tax | Cost of Goods Sold:Freight |  |  | 0 |  |  | 0 |  |  | 0 | [9 empty] | s
| Active | Other Charge | Contract Billing | Sales Tax Contract Billing | Tax | Sales |  |  | 0 |  |  | 0 |  |  | 0 | [9 empty] | s
| Active | Other Charge | Credit Card Fee | Sales Tax Credit Card Fee | Non | Bank Service Charges:Bank Merchant |  |  | 0 |  |  | 0 |  |  | 0 | [9 empty] | s
| Active | Other Charge | Wire Fees | Wire Fees Sales Tax | Non | Bank Service Charges:Bank Fees |  |  | 0 |  |  | 0 |  |  | 0 | [9 empty] | s
| Active | Sales Tax Item | Agoura Hills | Sales Tax |  | Sales Tax Payable. |  |  | 0 |  |  | 0 |  | California Dept. of Tax and Fee Admin | 0.095 | [9 empty] | s
| Active | Sales Tax Item | Alameda | Sales Tax |  | Sales Tax Payable. |  |  | 0 |  |  | 0 |  | California Dept. of Tax and Fee Admin | 0.1075 | [9 empty] | s
| Active | Sales Tax Item | Alameda County | Sales Tax |  | Sales Tax Payable. |  |  | 0 |  |  | 0 |  | California Dept. of Tax and Fee Admin | 0.1025 | [9 empty] | s
| Active | Sales Tax Item | Albany | Sales Tax |  | Sales Tax Payable. |  |  | 0 |  |  | 0 |  | California Dept. of Tax and Fee Admin | 0.1075 | [9 empty] | s
| Active | Sales Tax Item | Alhambra | Sales Tax |  | Sales Tax Payable. |  |  | 0 |  |  | 0 |  | California Dept. of Tax and Fee Admin | 0.105 | [9 empty] | s
| Active | Sales Tax Item | Antioch | Sales Tax |  | Sales Tax Payable. |  |  | 0 |  |  | 0 |  | California Dept. of Tax and Fee Admin | 0.0975 | [9 empty] | s
| Active | Sales Tax Item | Apple Valley | Sales Tax |  | Sales Tax Payable. |  |  | 0 |  |  | 0 |  | California Dept. of Tax and Fee Admin | 0.0875 | [9 empty] | s
| Active | Sales Tax Item | Arcadia | Sales Tax |  | Sales Tax Payable. |  |  | 0 |  |  | 0 |  | California Dept. of Tax and Fee Admin | 0.105 | [9 empty] | s
| Active | Sales Tax Item | Arcata | Sales Tax |  | Sales Tax Payable. |  |  | 0 |  |  | 0 |  | California Dept. of Tax and Fee Admin | 0.1025 | [9 empty] | s
| Active | Sales Tax Item | Arroyo Grande | Sales Tax |  | Sales Tax Payable. |  |  | 0 |  |  | 0 |  | California Dept. of Tax and Fee Admin | 0.0875 | [9 empty] | s
| Active | Sales Tax Item | Artesia | Sales Tax |  | Sales Tax Payable. |  |  | 0 |  |  | 0 |  | California Dept. of Tax and Fee Admin | 0.105 | [9 empty] | s
| Active | Sales Tax Item | Atwater | Sales Tax |  | Sales Tax Payable. |  |  | 0 |  |  | 0 |  | California Dept. of Tax and Fee Admin | 0.0875 | [9 empty] | s
| Active | Sales Tax Item | Avalon | Sales Tax |  | Sales Tax Payable. |  |  | 0 |  |  | 0 |  | California Dept. of Tax and Fee Admin | 0.1025 | [9 empty] | s
| Active | Sales Tax Item | Avenal | Sales Tax |  | Sales Tax Payable. |  |  | 0 |  |  | 0 |  | California Dept. of Tax and Fee Admin | 0.0825 | [9 empty] | s
| Active | Sales Tax Item | AZ TPT Coolidge | Sales Tax |  | Sales Tax Payable. |  |  | 0 |  |  | 0 |  | Arizona Department of Revenue | 0.102 | [9 empty] | s
| Active | Sales Tax Item | AZ TPT Phoenix | Sales Tax |  | Sales Tax Payable. |  |  | 0 |  |  | 0 |  | Arizona Department of Revenue | 0.086 | [9 empty] | s
| Active | Sales Tax Item | Azusa | Sales Tax |  | Sales Tax Payable. |  |  | 0 |  |  | 0 |  | California Dept. of Tax and Fee Admin | 0.1075 | [9 empty] | s
| Active | Sales Tax Item | Bakersfield | Sales Tax |  | Sales Tax Payable. |  |  | 0 |  |  | 0 |  | California Dept. of Tax and Fee Admin | 0.0825 | [9 empty] | s
| Active | Sales Tax Item | Baldwin Park | Sales Tax |  | Sales Tax Payable. |  |  | 0 |  |  | 0 |  | California Dept. of Tax and Fee Admin | 0.105 | [9 empty] | s
| Active | Sales Tax Item | Bell Gardens | Sales Tax |  | Sales Tax Payable. |  |  | 0 |  |  | 0 |  | California Dept. of Tax and Fee Admin | 0.105 | [9 empty] | s
| Active | Sales Tax Item | Bellflower | Sales Tax |  | Sales Tax Payable. |  |  | 0 |  |  | 0 |  | California Dept. of Tax and Fee Admin | 0.105 | [9 empty] | s
| Active | Sales Tax Item | Benicia | Sales Tax |  | Sales Tax Payable. |  |  | 0 |  |  | 0 |  | California Dept. of Tax and Fee Admin | 0.09625 | [9 empty] | s
| Active | Sales Tax Item | Berkeley | Sales Tax |  | Sales Tax Payable. |  |  | 0 |  |  | 0 |  | California Dept. of Tax and Fee Admin | 0.1025 | [9 empty] | s
| Active | Sales Tax Item | Blue Lake | Sales Tax |  | Sales Tax Payable. |  |  | 0 |  |  | 0 |  | California Dept. of Tax and Fee Admin | 0.0975 | [9 empty] | s
| Active | Sales Tax Item | Brawley | Sales Tax |  | Sales Tax Payable. |  |  | 0 |  |  | 0 |  | California Dept. of Tax and Fee Admin | 0.0875 | [9 empty] | s
| Active | Sales Tax Item | Brisbane | Sales Tax |  | Sales Tax Payable. |  |  | 0 |  |  | 0 |  | California Dept. of Tax and Fee Admin | 0.09875 | [9 empty] | s
| Active | Sales Tax Item | Buena Park | Sales Tax |  | Sales Tax Payable. |  |  | 0 |  |  | 0 |  | California Dept. of Tax and Fee Admin | 0.0875 | [9 empty] | s
| Active | Sales Tax Item | Burbank | Sales Tax |  | Sales Tax Payable. |  |  | 0 |  |  | 0 |  | California Dept. of Tax and Fee Admin | 0.105 | [9 empty] | s
| Active | Sales Tax Item | Butte County | Sales Tax |  | Sales Tax Payable. |  |  | 0 |  |  | 0 |  | California Dept. of Tax and Fee Admin | 0.0825 | [9 empty] | s
| Active | Sales Tax Item | Calexico | Sales Tax |  | Sales Tax Payable. |  |  | 0 |  |  | 0 |  | California Dept. of Tax and Fee Admin | 0.0825 | [9 empty] | s
| Active | Sales Tax Item | Campbell | Sales Tax |  | Sales Tax Payable. |  |  | 0 |  |  | 0 |  | California Dept. of Tax and Fee Admin | 0.09875 | [9 empty] | s
| Active | Sales Tax Item | Capitola | Sales Tax |  | Sales Tax Payable. |  |  | 0 |  |  | 0 |  | California Dept. of Tax and Fee Admin | 0.0925 | [9 empty] | s
| Active | Sales Tax Item | Carson | Sales Tax |  | Sales Tax Payable. |  |  | 0 |  |  | 0 |  | California Dept. of Tax and Fee Admin | 0.105 | [9 empty] | s
| Not-active | Sales Tax Item | Carson. | Sales Tax |  | Sales Tax Payable. |  |  | 0 |  |  | 0 |  | California Dept. of Tax and Fee Admin | 0.1025
| Active | Sales Tax Item | Cathedral City | Sales Tax |  | Sales Tax Payable. |  |  | 0 |  |  | 0 |  | California Dept. of Tax and Fee Admin | 0.0925 | [9 empty] | s
| Active | Sales Tax Item | Ceres | Sales Tax |  | Sales Tax Payable. |  |  | 0 |  |  | 0 |  | California Dept. of Tax and Fee Admin | 0.08375 | [9 empty] | s
| Active | Sales Tax Item | Chico | Sales Tax |  | Sales Tax Payable. |  |  | 0 |  |  | 0 |  | California Dept. of Tax and Fee Admin | 0.0925 | [9 empty] | s
| Not-active | Sales Tax Item | Chino | Sales Tax |  | Sales Tax Payable. |  |  | 0 |  |  | 0 |  | California Dept. of Tax and Fee Admin | 0.0775
| Active | Sales Tax Item | Chula Vista | Sales Tax |  | Sales Tax Payable. |  |  | 0 |  |  | 0 |  | California Dept. of Tax and Fee Admin | 0.0875 | [9 empty] | s
| Active | Sales Tax Item | Cloverdale | Sales Tax |  | Sales Tax Payable. |  |  | 0 |  |  | 0 |  | California Dept. of Tax and Fee Admin | 0.1 | [9 empty] | s
| Active | Sales Tax Item | Clovis | Sales Tax |  | Sales Tax Payable. |  |  | 0 |  |  | 0 |  | California Dept. of Tax and Fee Admin | 0.08975 | [9 empty] | s
| Not-active | Sales Tax Item | Colton | Sales Tax |  | Sales Tax Payable. |  |  | 0 |  |  | 0 |  | California Dept. of Tax and Fee Admin | 0.0875
| Active | Sales Tax Item | Colusa | Sales Tax |  | Sales Tax Payable. |  |  | 0 |  |  | 0 |  | California Dept. of Tax and Fee Admin | 0.0875 | [9 empty] | s
| Active | Sales Tax Item | Commerce | Sales Tax |  | Sales Tax Payable. |  |  | 0 |  |  | 0 |  | California Dept. of Tax and Fee Admin | 0.105 | [9 empty] | s
| Active | Sales Tax Item | Compton | Sales Tax |  | Sales Tax Payable. |  |  | 0 |  |  | 0 |  | California Dept. of Tax and Fee Admin | 0.1075 | [9 empty] | s
| Active | Sales Tax Item | Contra Costa County | Sales Tax |  | Sales Tax Payable. |  |  | 0 |  |  | 0 |  | California Dept. of Tax and Fee Admin | 0.0875 | [9 empty] | s
| Active | Sales Tax Item | Corona | Sales Tax |  | Sales Tax Payable. |  |  | 0 |  |  | 0 |  | California Dept. of Tax and Fee Admin | 0.0875 | [9 empty] | s
| Active | Sales Tax Item | Cotati | Sales Tax |  | Sales Tax Payable. |  |  | 0 |  |  | 0 |  | California Dept. of Tax and Fee Admin | 0.1025 | [9 empty] | s
| Active | Sales Tax Item | Covina | Sales Tax |  | Sales Tax Payable. |  |  | 0 |  |  | 0 |  | California Dept. of Tax and Fee Admin | 0.105 | [9 empty] | s
| Active | Sales Tax Item | Cudahy | Sales Tax |  | Sales Tax Payable. |  |  | 0 |  |  | 0 |  | California Dept. of Tax and Fee Admin | 0.105 | [9 empty] | s
| Active | Sales Tax Item | Culver City | Sales Tax |  | Sales Tax Payable. |  |  | 0 |  |  | 0 |  | California Dept. of Tax and Fee Admin | 0.105 | [9 empty] | s
| Active | Sales Tax Item | Davis | Sales Tax |  | Sales Tax Payable. |  |  | 0 |  |  | 0 |  | California Dept. of Tax and Fee Admin | 0.0925 | [9 empty] | s
| Active | Sales Tax Item | Desert Hot Springs | Sales Tax |  | Sales Tax Payable. |  |  | 0 |  |  | 0 |  | California Dept. of Tax and Fee Admin | 0.0875 | [9 empty] | s
| Active | Sales Tax Item | Dixon | Sales Tax |  | Sales Tax Payable. |  |  | 0 |  |  | 0 |  | California Dept. of Tax and Fee Admin | 0.08375 | [9 empty] | s
| Not-active | Sales Tax Item | DO NOT USE El Segundo | Sales Tax |  | Sales Tax Payable. |  |  | 0 |  |  | 0 |  | California Dept. of Tax and Fee Admin | 0.095
| Not-active | Sales Tax Item | DO NOT USE Irvine | Sales Tax |  | Sales Tax Payable. |  |  | 0 |  |  | 0 |  | California Dept. of Tax and Fee Admin | 0.0775
| Active | Sales Tax Item | Downey | Sales Tax |  | Sales Tax Payable. |  |  | 0 |  |  | 0 |  | California Dept. of Tax and Fee Admin | 0.105 | [9 empty] | s
| Active | Sales Tax Item | Duarte | Sales Tax |  | Sales Tax Payable. |  |  | 0 |  |  | 0 |  | California Dept. of Tax and Fee Admin | 0.105 | [9 empty] | s
| Active | Sales Tax Item | El Cajon | Sales Tax |  | Sales Tax Payable. |  |  | 0 |  |  | 0 |  | California Dept. of Tax and Fee Admin | 0.0825 | [9 empty] | s
| Active | Sales Tax Item | El Cerrito | Sales Tax |  | Sales Tax Payable. |  |  | 0 |  |  | 0 |  | California Dept. of Tax and Fee Admin | 0.1025 | [9 empty] | s
| Active | Sales Tax Item | El Dorado | Sales Tax |  | Sales Tax Payable. |  |  | 0 |  |  | 0 |  | California Dept. of Tax and Fee Admin | 0.0725 | [9 empty] | s
| Active | Sales Tax Item | El Monte | Sales Tax |  | Sales Tax Payable. |  |  | 0 |  |  | 0 |  | California Dept. of Tax and Fee Admin | 0.105 | [9 empty] | s
| Active | Sales Tax Item | Elk Grove | Sales Tax |  | Sales Tax Payable. |  |  | 0 |  |  | 0 |  | California Dept. of Tax and Fee Admin | 0.0875 | [9 empty] | s
| Active | Sales Tax Item | Emeryville | Sales Tax |  | Sales Tax Payable. |  |  | 0 |  |  | 0 |  | California Dept. of Tax and Fee Admin | 0.105 | [9 empty] | s
| Active | Sales Tax Item | Escalon | Sales Tax |  | Sales Tax Payable. |  |  | 0 |  |  | 0 |  | California Dept. of Tax and Fee Admin | 0.0875 | [9 empty] | s
| Active | Sales Tax Item | Escondido | Sales Tax |  | Sales Tax Payable. |  |  | 0 |  |  | 0 |  | California Dept. of Tax and Fee Admin | 0.0875 | [9 empty] | s
| Active | Sales Tax Item | Eureka | Sales Tax |  | Sales Tax Payable. |  |  | 0 |  |  | 0 |  | California Dept. of Tax and Fee Admin | 0.1025 | [9 empty] | s
| Active | Sales Tax Item | Exempt | Sales Tax |  | Sales Tax Payable. |  |  | 0 |  |  | 0 |  | California Dept. of Tax and Fee Admin | 0 | [9 empty] | s
| Active | Sales Tax Item | Fairfield | Sales Tax |  | Sales Tax Payable. |  |  | 0 |  |  | 0 |  | California Dept. of Tax and Fee Admin | 0.08375 | [9 empty] | s
| Active | Sales Tax Item | Ferndale | Sales Tax |  | Sales Tax Payable. |  |  | 0 |  |  | 0 |  | California Dept. of Tax and Fee Admin | 0.095 | [9 empty] | s
| Active | Sales Tax Item | Fontana | Sales Tax |  | Sales Tax Payable. |  |  | 0 |  |  | 0 |  | California Dept. of Tax and Fee Admin | 0.0875 | [9 empty] | s
| Active | Sales Tax Item | Foreign | Sales Tax |  | Sales Tax Payable. |  |  | 0 |  |  | 0 |  | California Dept. of Tax and Fee Admin | 0 | [9 empty] | s
| Active | Sales Tax Item | Fort Bragg | Sales Tax |  | Sales Tax Payable. |  |  | 0 |  |  | 0 |  | California Dept. of Tax and Fee Admin | 0.0925 | [9 empty] | s
| Active | Sales Tax Item | Fortuna | Sales Tax |  | Sales Tax Payable. |  |  | 0 |  |  | 0 |  | California Dept. of Tax and Fee Admin | 0.095 | [9 empty] | s
| Active | Sales Tax Item | Fresno | Sales Tax |  | Sales Tax Payable. |  |  | 0 |  |  | 0 |  | California Dept. of Tax and Fee Admin | 0.08475 | [9 empty] | s
| Active | Sales Tax Item | Fresno Co. | Sales Tax |  | Sales Tax Payable. |  |  | 0 |  |  | 0 |  | California Dept. of Tax and Fee Admin | 0.07975 | [9 empty] | s
| Active | Sales Tax Item | Garden Grove | Sales Tax |  | Sales Tax Payable. |  |  | 0 |  |  | 0 |  | California Dept. of Tax and Fee Admin | 0.0875 | [9 empty] | s
| Active | Sales Tax Item | Gardena | Sales Tax |  | Sales Tax Payable. |  |  | 0 |  |  | 0 |  | California Dept. of Tax and Fee Admin | 0.105 | [9 empty] | s
| Active | Sales Tax Item | Glendale | Sales Tax |  | Sales Tax Payable. |  |  | 0 |  |  | 0 |  | California Dept. of Tax and Fee Admin | 0.105 | [9 empty] | s
| Active | Sales Tax Item | Glendora | Sales Tax |  | Sales Tax Payable. |  |  | 0 |  |  | 0 |  | California Dept. of Tax and Fee Admin | 0.1075 | [9 empty] | s
| Active | Sales Tax Item | Government | Sales Tax |  | Sales Tax Payable. |  |  | 0 |  |  | 0 |  | California Dept. of Tax and Fee Admin | 0 | [9 empty] | s
| Active | Sales Tax Item | Half Moon Bay | Sales Tax |  | Sales Tax Payable. |  |  | 0 |  |  | 0 |  | California Dept. of Tax and Fee Admin | 0.09875 | [9 empty] | s
| Active | Sales Tax Item | Hanford | Sales Tax |  | Sales Tax Payable. |  |  | 0 |  |  | 0 |  | California Dept. of Tax and Fee Admin | 0.0825 | [9 empty] | s
| Active | Sales Tax Item | Hawaii-GET | Sales Tax |  | Sales Tax Payable. |  |  | 0 |  |  | 0 |  | Hawaii Sales Tax | 0.045 | [9 empty] | s
| Active | Sales Tax Item | Hawaii-Maui | Sales Tax |  | Sales Tax Payable. |  |  | 0 |  |  | 0 |  | Hawaii Sales Tax | 0.041666 | [9 empty] | s
| Active | Sales Tax Item | Hawaiian Gardens | Sales Tax |  | Sales Tax Payable. |  |  | 0 |  |  | 0 |  | California Dept. of Tax and Fee Admin | 0.105 | [9 empty] | s
| Active | Sales Tax Item | Hawthorne | Sales Tax |  | Sales Tax Payable. |  |  | 0 |  |  | 0 |  | California Dept. of Tax and Fee Admin | 0.105 | [9 empty] | s
| Active | Sales Tax Item | Hayward | Sales Tax |  | Sales Tax Payable. |  |  | 0 |  |  | 0 |  | California Dept. of Tax and Fee Admin | 0.1075 | [9 empty] | s
| Active | Sales Tax Item | Healdsburg | Sales Tax |  | Sales Tax Payable. |  |  | 0 |  |  | 0 |  | California Dept. of Tax and Fee Admin | 0.0975 | [9 empty] | s
| Active | Sales Tax Item | Hemet | Sales Tax |  | Sales Tax Payable. |  |  | 0 |  |  | 0 |  | California Dept. of Tax and Fee Admin | 0.0875 | [9 empty] | s
| Active | Sales Tax Item | Humboldt County | Sales Tax |  | Sales Tax Payable. |  |  | 0 |  |  | 0 |  | California Dept. of Tax and Fee Admin | 0.0875 | [9 empty] | s
| Active | Sales Tax Item | Huntington Park | Sales Tax |  | Sales Tax Payable. |  |  | 0 |  |  | 0 |  | California Dept. of Tax and Fee Admin | 0.105 | [9 empty] | s
| Active | Sales Tax Item | Imperial | Sales Tax |  | Sales Tax Payable. |  |  | 0 |  |  | 0 |  | California Dept. of Tax and Fee Admin | 0.0775 | [9 empty] | s
| Active | Sales Tax Item | Inglewood | Sales Tax |  | Sales Tax Payable. |  |  | 0 |  |  | 0 |  | California Dept. of Tax and Fee Admin | 0.1025 | [9 empty] | s
| Active | Sales Tax Item | Interstate | Sales Tax |  | Sales Tax Payable. |  |  | 0 |  |  | 0 |  | California Dept. of Tax and Fee Admin | 0 | [9 empty] | s
| Active | Sales Tax Item | Inyo | Sales Tax |  | Sales Tax Payable. |  |  | 0 |  |  | 0 |  | California Dept. of Tax and Fee Admin | 0.0775 | [9 empty] | s
| Active | Sales Tax Item | Irwindale | Sales Tax |  | Sales Tax Payable. |  |  | 0 |  |  | 0 |  | California Dept. of Tax and Fee Admin | 0.1075 | [9 empty] | s
| Active | Sales Tax Item | Kern County | Sales Tax |  | Sales Tax Payable. |  |  | 0 |  |  | 0 |  | California Dept. of Tax and Fee Admin | 0.0725 | [9 empty] | s
| Active | Sales Tax Item | Kern Unicorporated | Sales Tax |  | Sales Tax Payable. |  |  | 0 |  |  | 0 |  | California Dept. of Tax and Fee Admin | 0.0825 | [9 empty] | s
| Active | Sales Tax Item | Kings | Sales Tax |  | Sales Tax Payable. |  |  | 0 |  |  | 0 |  | California Dept. of Tax and Fee Admin | 0.0725 | [9 empty] | s
| Active | Sales Tax Item | Kings County | Sales Tax |  | Sales Tax Payable. |  |  | 0 |  |  | 0 |  | California Dept. of Tax and Fee Admin | 0.0725 | [9 empty] | s
| Active | Sales Tax Item | La Ca�ada Flintridge | Sales Tax |  | Sales Tax Payable. |  |  | 0 |  |  | 0 |  | California Dept. of Tax and Fee Admin | 0.105 | [9 empty] | s
| Active | Sales Tax Item | La Habra | Sales Tax |  | Sales Tax Payable. |  |  | 0 |  |  | 0 |  | California Dept. of Tax and Fee Admin | 0.0875 | [9 empty] | s
| Active | Sales Tax Item | La Palma | Sales Tax |  | Sales Tax Payable. |  |  | 0 |  |  | 0 |  | California Dept. of Tax and Fee Admin | 0.0875 | [9 empty] | s
| Active | Sales Tax Item | La Puente | Sales Tax |  | Sales Tax Payable. |  |  | 0 |  |  | 0 |  | California Dept. of Tax and Fee Admin | 0.1025 | [9 empty] | s
| Active | Sales Tax Item | La Verne | Sales Tax |  | Sales Tax Payable. |  |  | 0 |  |  | 0 |  | California Dept. of Tax and Fee Admin | 0.105 | [9 empty] | s
| Active | Sales Tax Item | Lafayette | Sales Tax |  | Sales Tax Payable. |  |  | 0 |  |  | 0 |  | California Dept. of Tax and Fee Admin | 0.0925 | [9 empty] | s
| Active | Sales Tax Item | Lakewood | Sales Tax |  | Sales Tax Payable. |  |  | 0 |  |  | 0 |  | California Dept. of Tax and Fee Admin | 0.105 | [9 empty] | s
| Active | Sales Tax Item | Lancaster | Sales Tax |  | Sales Tax Payable. |  |  | 0 |  |  | 0 |  | California Dept. of Tax and Fee Admin | 0.1125 | [9 empty] | s
| Active | Sales Tax Item | Lassen County | Sales Tax |  | Sales Tax Payable. |  |  | 0 |  |  | 0 |  | California Dept. of Tax and Fee Admin | 0.0725 | [9 empty] | s
| Active | Sales Tax Item | Lawndale | Sales Tax |  | Sales Tax Payable. |  |  | 0 |  |  | 0 |  | California Dept. of Tax and Fee Admin | 0.105 | [9 empty] | s
| Active | Sales Tax Item | Lemoore | Sales Tax |  | Sales Tax Payable. |  |  | 0 |  |  | 0 |  | California Dept. of Tax and Fee Admin | 0.0825 | [9 empty] | s
| Active | Sales Tax Item | Livingston | Sales Tax |  | Sales Tax Payable. |  |  | 0 |  |  | 0 |  | California Dept. of Tax and Fee Admin | 0.0875 | [9 empty] | s
| Active | Sales Tax Item | Lodi | Sales Tax |  | Sales Tax Payable. |  |  | 0 |  |  | 0 |  | California Dept. of Tax and Fee Admin | 0.0825 | [9 empty] | s
| Not-active | Sales Tax Item | Loma Linda | Sales Tax |  | Sales Tax Payable. |  |  | 0 |  |  | 0 |  | California Dept. of Tax and Fee Admin | 0.0775
| Active | Sales Tax Item | Lomita | Sales Tax |  | Sales Tax Payable. |  |  | 0 |  |  | 0 |  | California Dept. of Tax and Fee Admin | 0.105 | [9 empty] | s
| Active | Sales Tax Item | Long Beach | Sales Tax |  | Sales Tax Payable. |  |  | 0 |  |  | 0 |  | California Dept. of Tax and Fee Admin | 0.105 | [9 empty] | s
| Active | Sales Tax Item | Los Alamitos | Sales Tax |  | Sales Tax Payable. |  |  | 0 |  |  | 0 |  | California Dept. of Tax and Fee Admin | 0.0925 | [9 empty] | s
| Active | Sales Tax Item | Los Angeles County | Sales Tax |  | Sales Tax Payable. |  |  | 0 |  |  | 0 |  | California Dept. of Tax and Fee Admin | 0.0975 | [9 empty] | s
| Active | Sales Tax Item | Lynwood | Sales Tax |  | Sales Tax Payable. |  |  | 0 |  |  | 0 |  | California Dept. of Tax and Fee Admin | 0.1075 | [9 empty] | s
| Active | Sales Tax Item | Madera | Sales Tax |  | Sales Tax Payable. |  |  | 0 |  |  | 0 |  | California Dept. of Tax and Fee Admin | 0.0825 | [9 empty] | s
| Active | Sales Tax Item | Malibu | Sales Tax |  | Sales Tax Payable. |  |  | 0 |  |  | 0 |  | California Dept. of Tax and Fee Admin | 0.1025 | [9 empty] | s
| Active | Sales Tax Item | Manhattan Beach | Sales Tax |  | Sales Tax Payable. |  |  | 0 |  |  | 0 |  | California Dept. of Tax and Fee Admin | 0.1025 | [9 empty] | s
| Active | Sales Tax Item | Manteca | Sales Tax |  | Sales Tax Payable. |  |  | 0 |  |  | 0 |  | California Dept. of Tax and Fee Admin | 0.09 | [9 empty] | s
| Active | Sales Tax Item | Maricopa | Sales Tax |  | Sales Tax Payable. |  |  | 0 |  |  | 0 |  | California Dept. of Tax and Fee Admin | 0.0825 | [9 empty] | s
| Active | Sales Tax Item | Marin | Sales Tax |  | Sales Tax Payable. |  |  | 0 |  |  | 0 |  | California Dept. of Tax and Fee Admin | 0.0825 | [9 empty] | s
| Active | Sales Tax Item | Mariposa County | Sales Tax |  | Sales Tax Payable. |  |  | 0 |  |  | 0 |  | California Dept. of Tax and Fee Admin | 0.0825 | [9 empty] | s
| Active | Sales Tax Item | Martinez | Sales Tax |  | Sales Tax Payable. |  |  | 0 |  |  | 0 |  | California Dept. of Tax and Fee Admin | 0.0975 | [9 empty] | s
| Active | Sales Tax Item | Marysville | Sales Tax |  | Sales Tax Payable. |  |  | 0 |  |  | 0 |  | California Dept. of Tax and Fee Admin | 0.0825 | [9 empty] | s
| Active | Sales Tax Item | Mill Valley | Sales Tax |  | Sales Tax Payable. |  |  | 0 |  |  | 0 |  | California Dept. of Tax and Fee Admin | 0.0925 | [9 empty] | s
| Active | Sales Tax Item | Milpitas | Sales Tax |  | Sales Tax Payable. |  |  | 0 |  |  | 0 |  | California Dept. of Tax and Fee Admin | 0.09375 | [9 empty] | s
| Active | Sales Tax Item | Mission Viejo | Sales Tax |  | Sales Tax Payable. |  |  | 0 |  |  | 0 |  | California Dept. of Tax and Fee Admin | 0.0775 | [9 empty] | s
| Active | Sales Tax Item | Modesto | Sales Tax |  | Sales Tax Payable. |  |  | 0 |  |  | 0 |  | California Dept. of Tax and Fee Admin | 0.08375 | [9 empty] | s
| Active | Sales Tax Item | Monrovia | Sales Tax |  | Sales Tax Payable. |  |  | 0 |  |  | 0 |  | California Dept. of Tax and Fee Admin | 0.105 | [9 empty] | s
| Active | Sales Tax Item | Montclair | Sales Tax |  | Sales Tax Payable. |  |  | 0 |  |  | 0 |  | California Dept. of Tax and Fee Admin | 0.09 | [9 empty] | s
| Active | Sales Tax Item | Montebello | Sales Tax |  | Sales Tax Payable. |  |  | 0 |  |  | 0 |  | California Dept. of Tax and Fee Admin | 0.105 | [9 empty] | s
| Active | Sales Tax Item | Monterey | Sales Tax |  | Sales Tax Payable. |  |  | 0 |  |  | 0 |  | California Dept. of Tax and Fee Admin | 0.0925 | [9 empty] | s
| Active | Sales Tax Item | Monterey County | Sales Tax |  | Sales Tax Payable. |  |  | 0 |  |  | 0 |  | California Dept. of Tax and Fee Admin | 0.0775 | [9 empty] | s
| Active | Sales Tax Item | Monterey Park | Sales Tax |  | Sales Tax Payable. |  |  | 0 |  |  | 0 |  | California Dept. of Tax and Fee Admin | 0.105 | [9 empty] | s
| Active | Sales Tax Item | Moreno Valley | Sales Tax |  | Sales Tax Payable. |  |  | 0 |  |  | 0 |  | California Dept. of Tax and Fee Admin | 0.0875 | [9 empty] | s
| Active | Sales Tax Item | Napa | Sales Tax |  | Sales Tax Payable. |  |  | 0 |  |  | 0 |  | California Dept. of Tax and Fee Admin | 0.0875 | [9 empty] | s
| Active | Sales Tax Item | National City | Sales Tax |  | Sales Tax Payable. |  |  | 0 |  |  | 0 |  | California Dept. of Tax and Fee Admin | 0.0875 | [9 empty] | s
| Active | Sales Tax Item | Newark City | Sales Tax |  | Sales Tax Payable. |  |  | 0 |  |  | 0 |  | California Dept. of Tax and Fee Admin | 0.1075 | [9 empty] | s
| Not-active | Sales Tax Item | Non Taxable | Non Taxable |  | Sales Tax Payable. |  |  | 0 |  |  | 0 |  | California Dept. of Tax and Fee Admin | 0
| Active | Sales Tax Item | Norwalk | Sales Tax |  | Sales Tax Payable. |  |  | 0 |  |  | 0 |  | California Dept. of Tax and Fee Admin | 0.105 | [9 empty] | s
| Active | Sales Tax Item | Novato | Sales Tax |  | Sales Tax Payable. |  |  | 0 |  |  | 0 |  | California Dept. of Tax and Fee Admin | 0.0925 | [9 empty] | s
| Active | Sales Tax Item | Oakland | Sales Tax |  | Sales Tax Payable. |  |  | 0 |  |  | 0 |  | California Dept. of Tax and Fee Admin | 0.1075 | [9 empty] | s
| Active | Sales Tax Item | Oceanside | Sales Tax |  | Sales Tax Payable. |  |  | 0 |  |  | 0 |  | California Dept. of Tax and Fee Admin | 0.0825 | [9 empty] | s
| Active | Sales Tax Item | Ontario | Sales Tax |  | Sales Tax Payable. |  |  | 0 |  |  | 0 |  | California Dept. of Tax and Fee Admin | 0.0875 | [9 empty] | s
| Active | Sales Tax Item | Orange County | Sales Tax |  | Sales Tax Payable. |  |  | 0 |  |  | 0 |  | California Dept. of Tax and Fee Admin | 0.0775 | [9 empty] | s
| Active | Sales Tax Item | Orland | Sales Tax |  | Sales Tax Payable. |  |  | 0 |  |  | 0 |  | California Dept. of Tax and Fee Admin | 0.0825 | [9 empty] | s
| Active | Sales Tax Item | Oroville | Sales Tax |  | Sales Tax Payable. |  |  | 0 |  |  | 0 |  | California Dept. of Tax and Fee Admin | 0.0925 | [9 empty] | s
| Not-active | Sales Tax Item | Out of State | Out-of-state sale, exempt from sales tax |  | Sales Tax Payable. |  |  | 0 |  |  | 0 |  | California Dept. of Tax and Fee Admin | 0
| Not-active | Sales Tax Item | Out of State DO NOT USE | Sales Tax |  | Sales Tax Payable. |  |  | 0 |  |  | 0 |  | California Dept. of Tax and Fee Admin | 0
| Active | Sales Tax Item | Oxnard | Sales Tax |  | Sales Tax Payable. |  |  | 0 |  |  | 0 |  | California Dept. of Tax and Fee Admin | 0.0925 | [9 empty] | s
| Active | Sales Tax Item | Palm Desert | Sales Tax |  | Sales Tax Payable. |  |  | 0 |  |  | 0 |  | California Dept. of Tax and Fee Admin | 0.0875 | [9 empty] | s
| Active | Sales Tax Item | Palm Springs | Sales Tax |  | Sales Tax Payable. |  |  | 0 |  |  | 0 |  | California Dept. of Tax and Fee Admin | 0.0925 | [9 empty] | s
| Active | Sales Tax Item | Palmdale | Sales Tax |  | Sales Tax Payable. |  |  | 0 |  |  | 0 |  | California Dept. of Tax and Fee Admin | 0.1125 | [9 empty] | s
| Active | Sales Tax Item | Paradise | Sales Tax |  | Sales Tax Payable. |  |  | 0 |  |  | 0 |  | California Dept. of Tax and Fee Admin | 0.0875 | [9 empty] | s
| Active | Sales Tax Item | Paramount | Sales Tax |  | Sales Tax Payable. |  |  | 0 |  |  | 0 |  | California Dept. of Tax and Fee Admin | 0.105 | [9 empty] | s
| Active | Sales Tax Item | Partial - High Desert Power Pro | Sales Tax |  | Sales Tax Payable. |  |  | 0 |  |  | 0 |  | California Dept. of Tax and Fee Admin | 0.048125 | [9 empty] | s
| Active | Sales Tax Item | Partial - Jazz Semiconductor | Sales Tax |  | Sales Tax Payable. |  |  | 0 |  |  | 0 |  | California Dept. of Tax and Fee Admin | 0.039375 | [9 empty] | s
| Active | Sales Tax Item | Pasadena | Sales Tax |  | Sales Tax Payable. |  |  | 0 |  |  | 0 |  | California Dept. of Tax and Fee Admin | 0.105 | [9 empty] | s
| Active | Sales Tax Item | Paso Robles | Sales Tax |  | Sales Tax Payable. |  |  | 0 |  |  | 0 |  | California Dept. of Tax and Fee Admin | 0.0875 | [9 empty] | s
| Active | Sales Tax Item | Petaluma | Sales Tax |  | Sales Tax Payable. |  |  | 0 |  |  | 0 |  | California Dept. of Tax and Fee Admin | 0.1025 | [9 empty] | s
| Active | Sales Tax Item | Pico Rivera | Sales Tax |  | Sales Tax Payable. |  |  | 0 |  |  | 0 |  | California Dept. of Tax and Fee Admin | 0.1075 | [9 empty] | s
| Active | Sales Tax Item | Pinole | Sales Tax |  | Sales Tax Payable. |  |  | 0 |  |  | 0 |  | California Dept. of Tax and Fee Admin | 0.1025 | [9 empty] | s
| Active | Sales Tax Item | Pismo Beach | Sales Tax |  | Sales Tax Payable. |  |  | 0 |  |  | 0 |  | California Dept. of Tax and Fee Admin | 0.0825 | [9 empty] | s
| Active | Sales Tax Item | Pittsburg | Sales Tax |  | Sales Tax Payable. |  |  | 0 |  |  | 0 |  | California Dept. of Tax and Fee Admin | 0.0925 | [9 empty] | s
| Active | Sales Tax Item | Placentia | Sales Tax |  | Sales Tax Payable. |  |  | 0 |  |  | 0 |  | California Dept. of Tax and Fee Admin | 0.0875 | [9 empty] | s
| Active | Sales Tax Item | Placer | Sales Tax |  | Sales Tax Payable. |  |  | 0 |  |  | 0 |  | California Dept. of Tax and Fee Admin | 0.0775 | [9 empty] | s
| Active | Sales Tax Item | Point Arena | Sales Tax |  | Sales Tax Payable. |  |  | 0 |  |  | 0 |  | California Dept. of Tax and Fee Admin | 0.0925 | [9 empty] | s
| Active | Sales Tax Item | Pomona | Sales Tax |  | Sales Tax Payable. |  |  | 0 |  |  | 0 |  | California Dept. of Tax and Fee Admin | 0.105 | [9 empty] | s
| Active | Sales Tax Item | Port Hueneme | Sales Tax |  | Sales Tax Payable. |  |  | 0 |  |  | 0 |  | California Dept. of Tax and Fee Admin | 0.0875 | [9 empty] | s
| Not-active | Sales Tax Item | Rancho Cucamonga | Sales Tax |  | Sales Tax Payable. |  |  | 0 |  |  | 0 |  | California Dept. of Tax and Fee Admin | 0.0775
| Not-active | Sales Tax Item | Rancho Mirage | Sales Tax |  | Sales Tax Payable. |  |  | 0 |  |  | 0 |  | California Dept. of Tax and Fee Admin | 0.0775
| Active | Sales Tax Item | Redlands | Sales Tax |  | Sales Tax Payable. |  |  | 0 |  |  | 0 |  | California Dept. of Tax and Fee Admin | 0.0875 | [9 empty] | s
| Active | Sales Tax Item | Redwood City | Sales Tax |  | Sales Tax Payable. |  |  | 0 |  |  | 0 |  | California Dept. of Tax and Fee Admin | 0.09875 | [9 empty] | s
| Active | Sales Tax Item | Resale | Sales Tax |  | Sales Tax Payable. |  |  | 0 |  |  | 0 |  | California Dept. of Tax and Fee Admin | 0 | [9 empty] | s
| Not-active | Sales Tax Item | Rialto | Sales Tax |  | Sales Tax Payable. |  |  | 0 |  |  | 0 |  | California Dept. of Tax and Fee Admin | 0.0775
| Active | Sales Tax Item | Richmond | Sales Tax |  | Sales Tax Payable. |  |  | 0 |  |  | 0 |  | California Dept. of Tax and Fee Admin | 0.0975 | [9 empty] | s
| Active | Sales Tax Item | Ridgecrest | Sales Tax |  | Sales Tax Payable. |  |  | 0 |  |  | 0 |  | California Dept. of Tax and Fee Admin | 0.0925 | [9 empty] | s
| Active | Sales Tax Item | Rio Dell | Sales Tax |  | Sales Tax Payable. |  |  | 0 |  |  | 0 |  | California Dept. of Tax and Fee Admin | 0.095 | [9 empty] | s
| Active | Sales Tax Item | Rio Vista | Sales Tax |  | Sales Tax Payable. |  |  | 0 |  |  | 0 |  | California Dept. of Tax and Fee Admin | 0.09125 | [9 empty] | s
| Active | Sales Tax Item | Riverside | Sales Tax |  | Sales Tax Payable. |  |  | 0 |  |  | 0 |  | California Dept. of Tax and Fee Admin | 0.0875 | [9 empty] | s
| Active | Sales Tax Item | Riverside County | Sales Tax |  | Sales Tax Payable. |  |  | 0 |  |  | 0 |  | California Dept. of Tax and Fee Admin | 0.0775 | [9 empty] | s
| Active | Sales Tax Item | Rohnert Park | Sales Tax |  | Sales Tax Payable. |  |  | 0 |  |  | 0 |  | California Dept. of Tax and Fee Admin | 0.0975 | [9 empty] | s
| Active | Sales Tax Item | Sacramento | Sales Tax |  | Sales Tax Payable. |  |  | 0 |  |  | 0 |  | California Dept. of Tax and Fee Admin | 0.0875 | [9 empty] | s
| Active | Sales Tax Item | Sacramento County | Sales Tax |  | Sales Tax Payable. |  |  | 0 |  |  | 0 |  | California Dept. of Tax and Fee Admin | 0.0775 | [9 empty] | s
| Active | Sales Tax Item | San Bernardino | Sales Tax |  | Sales Tax Payable. |  |  | 0 |  |  | 0 |  | California Dept. of Tax and Fee Admin | 0.0875 | [9 empty] | s
| Active | Sales Tax Item | San Bernardino County | Sales Tax |  | Sales Tax Payable. |  |  | 0 |  |  | 0 |  | California Dept. of Tax and Fee Admin | 0.0775 | [9 empty] | s
| Active | Sales Tax Item | San Diego County | Sales Tax |  | Sales Tax Payable. |  |  | 0 |  |  | 0 |  | California Dept. of Tax and Fee Admin | 0.0775 | [9 empty] | s
| Active | Sales Tax Item | San Fernando | Sales Tax |  | Sales Tax Payable. |  |  | 0 |  |  | 0 |  | California Dept. of Tax and Fee Admin | 0.105 | [9 empty] | s
| Active | Sales Tax Item | San Francisco County | Sales Tax |  | Sales Tax Payable. |  |  | 0 |  |  | 0 |  | California Dept. of Tax and Fee Admin | 0.08625 | [9 empty] | s
| Active | Sales Tax Item | San Gabriel | Sales Tax |  | Sales Tax Payable. |  |  | 0 |  |  | 0 |  | California Dept. of Tax and Fee Admin | 0.105 | [9 empty] | s
| Active | Sales Tax Item | San Joaquin County | Sales Tax |  | Sales Tax Payable. |  |  | 0 |  |  | 0 |  | California Dept. of Tax and Fee Admin | 0.0825 | [9 empty] | s
| Active | Sales Tax Item | San Jose | Sales Tax |  | Sales Tax Payable. |  |  | 0 |  |  | 0 |  | California Dept. of Tax and Fee Admin | 0.09375 | [9 empty] | s
| Active | Sales Tax Item | San Leandro | Sales Tax |  | Sales Tax Payable. |  |  | 0 |  |  | 0 |  | California Dept. of Tax and Fee Admin | 0.1075 | [9 empty] | s
| Active | Sales Tax Item | San Luis Obispo | Sales Tax |  | Sales Tax Payable. |  |  | 0 |  |  | 0 |  | California Dept. of Tax and Fee Admin | 0.0875 | [9 empty] | s
| Active | Sales Tax Item | San Luis Obispo Co. | Sales Tax |  | Sales Tax Payable. |  |  | 0 |  |  | 0 |  | California Dept. of Tax and Fee Admin | 0.0725 | [9 empty] | s
| Active | Sales Tax Item | San Marcos | Sales Tax |  | Sales Tax Payable. |  |  | 0 |  |  | 0 |  | California Dept. of Tax and Fee Admin | 0.0875 | [9 empty] | s
| Active | Sales Tax Item | San Mateo | Sales Tax |  | Sales Tax Payable. |  |  | 0 |  |  | 0 |  | California Dept. of Tax and Fee Admin | 0.09375 | [9 empty] | s
| Active | Sales Tax Item | San Ramon | Sales Tax |  | Sales Tax Payable. |  |  | 0 |  |  | 0 |  | California Dept. of Tax and Fee Admin | 0.0975 | [9 empty] | s
| Active | Sales Tax Item | Sanger | Sales Tax |  | Sales Tax Payable. |  |  | 0 |  |  | 0 |  | California Dept. of Tax and Fee Admin | 0.08725 | [9 empty] | s
| Active | Sales Tax Item | Santa Ana | Sales Tax |  | Sales Tax Payable. |  |  | 0 |  |  | 0 |  | California Dept. of Tax and Fee Admin | 0.0925 | [9 empty] | s
| Active | Sales Tax Item | Santa Barbara | Sales Tax |  | Sales Tax Payable. |  |  | 0 |  |  | 0 |  | California Dept. of Tax and Fee Admin | 0.0925 | [9 empty] | s
| Active | Sales Tax Item | Santa Barbara County | Sales Tax |  | Sales Tax Payable. |  |  | 0 |  |  | 0 |  | California Dept. of Tax and Fee Admin | 0.0875 | [9 empty] | s
| Active | Sales Tax Item | Santa Clara County | Sales Tax |  | Sales Tax Payable. |  |  | 0 |  |  | 0 |  | California Dept. of Tax and Fee Admin | 0.09125 | [9 empty] | s
| Active | Sales Tax Item | Santa Fe Springs | Sales Tax |  | Sales Tax Payable. |  |  | 0 |  |  | 0 |  | California Dept. of Tax and Fee Admin | 0.1075 | [9 empty] | s
| Active | Sales Tax Item | Santa Monica | Sales Tax |  | Sales Tax Payable. |  |  | 0 |  |  | 0 |  | California Dept. of Tax and Fee Admin | 0.1075 | [9 empty] | s
| Active | Sales Tax Item | Santa Paula | Sales Tax |  | Sales Tax Payable. |  |  | 0 |  |  | 0 |  | California Dept. of Tax and Fee Admin | 0.0925 | [9 empty] | s
| Active | Sales Tax Item | Santa Rosa | Sales Tax |  | Sales Tax Payable. |  |  | 0 |  |  | 0 |  | California Dept. of Tax and Fee Admin | 0.1 | [9 empty] | s
| Active | Sales Tax Item | Seal Beach | Sales Tax |  | Sales Tax Payable. |  |  | 0 |  |  | 0 |  | California Dept. of Tax and Fee Admin | 0.0925 | [9 empty] | s
| Active | Sales Tax Item | Sebastopol | Sales Tax |  | Sales Tax Payable. |  |  | 0 |  |  | 0 |  | California Dept. of Tax and Fee Admin | 0.1025 | [9 empty] | s
| Active | Sales Tax Item | Shasta Co. | Sales Tax |  | Sales Tax Payable. |  |  | 0 |  |  | 0 |  | California Dept. of Tax and Fee Admin | 0.0725 | [9 empty] | s
| Active | Sales Tax Item | Sierra Madre | Sales Tax |  | Sales Tax Payable. |  |  | 0 |  |  | 0 |  | California Dept. of Tax and Fee Admin | 0.105 | [9 empty] | s
| Active | Sales Tax Item | Signal Hill | Sales Tax |  | Sales Tax Payable. |  |  | 0 |  |  | 0 |  | California Dept. of Tax and Fee Admin | 0.105 | [9 empty] | s
| Active | Sales Tax Item | Solano | Sales Tax |  | Sales Tax Payable. |  |  | 0 |  |  | 0 |  | California Dept. of Tax and Fee Admin | 0.07375 | [9 empty] | s
| Active | Sales Tax Item | Solano County | Sales Tax |  | Sales Tax Payable. |  |  | 0 |  |  | 0 |  | California Dept. of Tax and Fee Admin | 0.08375 | [9 empty] | s
| Active | Sales Tax Item | Sonoma | Sales Tax |  | Sales Tax Payable. |  |  | 0 |  |  | 0 |  | California Dept. of Tax and Fee Admin | 0.1025 | [9 empty] | s
| Active | Sales Tax Item | Sonoma County | Sales Tax |  | Sales Tax Payable. |  |  | 0 |  |  | 0 |  | California Dept. of Tax and Fee Admin | 0.0925 | [9 empty] | s
| Active | Sales Tax Item | South El Monte | Sales Tax |  | Sales Tax Payable. |  |  | 0 |  |  | 0 |  | California Dept. of Tax and Fee Admin | 0.1075 | [9 empty] | s
| Active | Sales Tax Item | South Gate | Sales Tax |  | Sales Tax Payable. |  |  | 0 |  |  | 0 |  | California Dept. of Tax and Fee Admin | 0.1075 | [9 empty] | s
| Active | Sales Tax Item | South Pasadena | Sales Tax |  | Sales Tax Payable. |  |  | 0 |  |  | 0 |  | California Dept. of Tax and Fee Admin | 0.105 | [9 empty] | s
| Active | Sales Tax Item | St. Helena | Sales Tax |  | Sales Tax Payable. |  |  | 0 |  |  | 0 |  | California Dept. of Tax and Fee Admin | 0.0825 | [9 empty] | s
| Active | Sales Tax Item | Stanislaus County | Sales Tax |  | Sales Tax Payable. |  |  | 0 |  |  | 0 |  | California Dept. of Tax and Fee Admin | 0.07875 | [9 empty] | s
| Active | Sales Tax Item | Stanton | Sales Tax |  | Sales Tax Payable. |  |  | 0 |  |  | 0 |  | California Dept. of Tax and Fee Admin | 0.0875 | [9 empty] | s
| Active | Sales Tax Item | Stockton | Sales Tax |  | Sales Tax Payable. |  |  | 0 |  |  | 0 |  | California Dept. of Tax and Fee Admin | 0.09 | [9 empty] | s
| Active | Sales Tax Item | Suisun City | Sales Tax |  | Sales Tax Payable. |  |  | 0 |  |  | 0 |  | California Dept. of Tax and Fee Admin | 0.09125 | [9 empty] | s
| Active | Sales Tax Item | Sutter Creek | Sales Tax |  | Sales Tax Payable. |  |  | 0 |  |  | 0 |  | California Dept. of Tax and Fee Admin | 0.0875 | [9 empty] | s
| Active | Sales Tax Item | Taft | Sales Tax |  | Sales Tax Payable. |  |  | 0 |  |  | 0 |  | California Dept. of Tax and Fee Admin | 0.0825 | [9 empty] | s
| Active | Sales Tax Item | Thousand Oaks | Sales Tax |  | Sales Tax Payable. |  |  | 0 |  |  | 0 |  | California Dept. of Tax and Fee Admin | 0.0725 | [9 empty] | s
| Active | Sales Tax Item | Torrance | Sales Tax |  | Sales Tax Payable. |  |  | 0 |  |  | 0 |  | California Dept. of Tax and Fee Admin | 0.1025 | [9 empty] | s
| Active | Sales Tax Item | Town of Yucca Valley | Sales Tax |  | Sales Tax Payable. |  |  | 0 |  |  | 0 |  | California Dept. of Tax and Fee Admin | 0.0875 | [9 empty] | s
| Active | Sales Tax Item | Trinidad | Sales Tax |  | Sales Tax Payable. |  |  | 0 |  |  | 0 |  | California Dept. of Tax and Fee Admin | 0.095 | [9 empty] | s
| Not-active | Sales Tax Item | Trona**DO NOT USE** | Sales Tax |  | Sales Tax Payable. |  |  | 0 |  |  | 0 |  | California Dept. of Tax and Fee Admin | 0.0775
| Active | Sales Tax Item | Truckee | Sales Tax |  | Sales Tax Payable. |  |  | 0 |  |  | 0 |  | California Dept. of Tax and Fee Admin | 0.09 | [9 empty] | s
| Active | Sales Tax Item | Tulare Co. | Sales Tax |  | Sales Tax Payable. |  |  | 0 |  |  | 0 |  | California Dept. of Tax and Fee Admin | 0.0775 | [9 empty] | s
| Active | Sales Tax Item | Turlock | Sales Tax |  | Sales Tax Payable. |  |  | 0 |  |  | 0 |  | California Dept. of Tax and Fee Admin | 0.08625 | [9 empty] | s
| Active | Sales Tax Item | Union City | Sales Tax |  | Sales Tax Payable. |  |  | 0 |  |  | 0 |  | California Dept. of Tax and Fee Admin | 0.1075 | [9 empty] | s
| Active | Sales Tax Item | Vacaville | Sales Tax |  | Sales Tax Payable. |  |  | 0 |  |  | 0 |  | California Dept. of Tax and Fee Admin | 0.08125 | [9 empty] | s
| Active | Sales Tax Item | Ventura | Sales Tax |  | Sales Tax Payable. |  |  | 0 |  |  | 0 |  | California Dept. of Tax and Fee Admin | 0.0775 | [9 empty] | s
| Active | Sales Tax Item | Ventura Co. | Sales Tax |  | Sales Tax Payable. |  |  | 0 |  |  | 0 |  | California Dept. of Tax and Fee Admin | 0.0725 | [9 empty] | s
| Active | Sales Tax Item | Vernon | Sales Tax |  | Sales Tax Payable. |  |  | 0 |  |  | 0 |  | California Dept. of Tax and Fee Admin | 0.105 | [9 empty] | s
| Active | Sales Tax Item | Victorville | Sales Tax |  | Sales Tax Payable. |  |  | 0 |  |  | 0 |  | California Dept. of Tax and Fee Admin | 0.0875 | [9 empty] | s
| Active | Sales Tax Item | Visalia | Sales Tax |  | Sales Tax Payable. |  |  | 0 |  |  | 0 |  | California Dept. of Tax and Fee Admin | 0.085 | [9 empty] | s
| Active | Sales Tax Item | Walnut Creek | Sales Tax |  | Sales Tax Payable. |  |  | 0 |  |  | 0 |  | California Dept. of Tax and Fee Admin | 0.0925 | [9 empty] | s
| Not-active | Sales Tax Item | West Covina | Sales Tax |  | Sales Tax Payable. |  |  | 0 |  |  | 0 |  | California Dept. of Tax and Fee Admin | 0.095
| Active | Sales Tax Item | West Covina DON'T USE! | Sales Tax |  | Sales Tax Payable. |  |  | 0 |  |  | 0 |  | California Dept. of Tax and Fee Admin | 0.095 | [9 empty] | s
| Active | Sales Tax Item | West Hollywood | Sales Tax |  | Sales Tax Payable. |  |  | 0 |  |  | 0 |  | California Dept. of Tax and Fee Admin | 0.105 | [9 empty] | s
| Active | Sales Tax Item | West Sacramento | Sales Tax |  | Sales Tax Payable. |  |  | 0 |  |  | 0 |  | California Dept. of Tax and Fee Admin | 0.0925 | [9 empty] | s
| Active | Sales Tax Item | Whittier | Sales Tax |  | Sales Tax Payable. |  |  | 0 |  |  | 0 |  | California Dept. of Tax and Fee Admin | 0.105 | [9 empty] | s
| Active | Sales Tax Item | Willows | Sales Tax |  | Sales Tax Payable. |  |  | 0 |  |  | 0 |  | California Dept. of Tax and Fee Admin | 0.0875 | [9 empty] | s
| Active | Sales Tax Item | Winters | Sales Tax |  | Sales Tax Payable. |  |  | 0 |  |  | 0 |  | California Dept. of Tax and Fee Admin | 0.0825 | [9 empty] | s
| Active | Sales Tax Item | Woodland | Sales Tax |  | Sales Tax Payable. |  |  | 0 |  |  | 0 |  | California Dept. of Tax and Fee Admin | 0.08 | [9 empty] | s
| Active | Sales Tax Item | Yreka | Sales Tax |  | Sales Tax Payable. |  |  | 0 |  |  | 0 |  | California Dept. of Tax and Fee Admin | 0.0875 | [9 empty] | s
| Active | Sales Tax Item | Yuba City | Sales Tax |  | Sales Tax Payable. |  |  | 0 |  |  | 0 |  | California Dept. of Tax and Fee Admin | 0.0725 | [9 empty] | s
| Active | Sales Tax Item | Yucaipa | Sales Tax |  | Sales Tax Payable. |  |  | 0 |  |  | 0 |  | California Dept. of Tax and Fee Admin | 0.0875 | [9 empty] | s